## SSC
Tag No. | Equipment Type | Included/Not Included | D - room per drawings | E - existing ontology name | H - room per VAV/FCU list | J - room per BMS screen | Green | Level | Room ref | Room name | Subject (Dar Cairo shape) | rdfs:label_en | Chosen from | Notes
AHUB_0001 | AHU | Not Included | CHILLED WATER B.013 | entity:SSC_B1_013_CHILLED_WATER |  | B.013 CHILLED WATER |  | B | 013 | CHILLED WATER | entity:SSC_B-013_Chilled-Water | B.013 CHILLED WATER | J | H has no room number and J has both, so column J stands
AHUB_0002 | AHU | Not Included | VENT PLANT B.014 | entity:SSC_B1_014_VENT_PLANT |  | B.014 VENT PLANT |  | B | 014 | VENT PLANT | entity:SSC_B-014_Vent-Plant | B.014 VENT PLANT | J | H has no room number and J has both, so column J stands
AHUB_0003 | AHU | Not Included | VENT PLANT B.014 | entity:SSC_B1_014_VENT_PLANT |  | B.014 VENT PLANT |  | B | 014 | VENT PLANT | entity:SSC_B-014_Vent-Plant | B.014 VENT PLANT | J | H has no room number and J has both, so column J stands
AHUB_0004 | AHU | Not Included | VENT PLANT B.008 | entity:SSC_B1_008_VENT_PLANT |  | B.008 VENT PLANT |  | B | 008 | VENT PLANT | entity:SSC_B-008_Vent-Plant | B.008 VENT PLANT | J | H has no room number and J has both, so column J stands
AHUB_0005 | AHU | Not Included | CHILLED WATER B.013 | entity:SSC_B1_013_CHILLED_WATER |  | B.014 VENT PLANT | green | B | 014 | VENT PLANT | entity:SSC_B-014_Vent-Plant | B.014 VENT PLANT | J | green row: took the last populated name (J); overrides column E (CHILLED WATER)
FCU0001 | FCU | Not Included | SPRINKLER AND WATER B.016 | entity:SSC_B1_016_SPRINKLER_&_WATER | SPRINKLER & WATER RM B.016 | B.016 SPRINKLER AND WATER |  | B | 016 | SPRINKLER AND WATER | entity:SSC_B-016_Sprinkler-And-Water | B.016 SPRINKLER AND WATER | D | H carries a room number, so column D stands
FCU0002 | FCU | Not Included | MAIN SEC. CONTROL ROOM B.025 | entity:SSC_B1_025_MAIN_SEC._CONTROL_ROOM |  | B.025 MAIN SEC CONTROL ROOM |  | B | 025 | MAIN SEC CONTROL ROOM | entity:SSC_B-025_Main-Sec-Control-Room | B.025 MAIN SEC CONTROL ROOM | J | H has no room number and J has both, so column J stands
FCU0003 | FCU | Not Included | B.M.S B.039 | entity:SSC_B1_039_BMS | BMS B.039 | B.030 CORRIDOR | green | B | 030 | CORRIDOR | entity:SSC_B-030_Corridor | B.030 CORRIDOR | J | green row: took the last populated name (J); overrides column E (BMS)
FCU0004 | FCU | Not Included | AV ROOM 1.008 | entity:SSC_01_008_AV_ROOM | A/V ROOM 1.008 |  |  | 01 | 008 | AV ROOM | entity:SSC_01-008_AV-Room | 1.008 AV ROOM | D | H carries a room number, so column D stands
FCU0005 | FCU | Not Included | IDF-1 1.027 | entity:SSC_01_027_IDF_1 |  | 01.027 IDF-1 |  | 01 | 027 | IDF 1 | entity:SSC_01-027_IDF-1 | 1.027 IDF 1 | J | H has no room number and J has both, so column J stands; spelled 'IDF 1' on the clearest source
FCU0006 | FCU | Not Included | IDF-1 1.027 | entity:SSC_01_027_IDF_1 |  | 01.027 IDF-1 |  | 01 | 027 | IDF 1 | entity:SSC_01-027_IDF-1 | 1.027 IDF 1 | J | H has no room number and J has both, so column J stands; spelled 'IDF 1' on the clearest source
FCU0007 | FCU | Not Included | IDF-2 1.039 | entity:SSC_01_039_IDF_2 |  | 01.039 IDF-2 |  | 01 | 039 | IDF 2 | entity:SSC_01-039_IDF-2 | 1.039 IDF 2 | J | H has no room number and J has both, so column J stands; spelled 'IDF 2' on the clearest source
FCU0008 | FCU | Not Included | IDF-2 1.039 | entity:SSC_01_039_IDF_2 |  |  |  | 01 | 039 | IDF 2 | entity:SSC_01-039_IDF-2 | 1.039 IDF 2 | D | no usable J, so column D stands; spelled 'IDF 2' on the clearest source
FCU0009 | FCU | Included | CORRIDOR 1.028 | entity:SSC_01_028_CORRIDOR | AIR LOCK 1.034 | 01.029 SHELL SPACE | green | 01 | 029 | SHELL SPACE | entity:SSC_01-029_Shell-Space | 1.029 SHELL SPACE | J | green row: took the last populated name (J); overrides column E (CORRIDOR)
FCU0010 | FCU | Included | CORRIDOR 1.010 | entity:SSC_01_010_CORRIDOR | AIR LOCK 1.011 | 01.013 CORRIDOR | green | 01 | 013 | CORRIDOR | entity:SSC_01-013_Corridor | 1.013 CORRIDOR | J | green row: took the last populated name (J)
FCU0011 | FCU | Included | PRINTING 03.033 | entity:SSC_03_033_PRINTING | PRINTING ROOM 2 03.033 | PRINTING 03.033 |  | 03 | 033 | PRINTING | entity:SSC_03-033_Printing | 3.033 PRINTING | D | H carries a room number, so column D stands
VAV0001 | VAV | Included | ENTRANCE B.015 | entity:SSC_B1_015_ENTRANCE |  | B.015 ENTRANCE |  | B | 015 | ENTRANCE | entity:SSC_B-015_Entrance | B.015 ENTRANCE | J | H has no room number and J has both, so column J stands
VAV0002 | VAV | Included | SHARED OFFICE 01.014 | entity:SSC_01_014_SHELL_SPACE | SHELL SPACE NW 01.014 | 01.014 SHELL SPACE |  | 01 | 014 | SHELL SPACE | entity:SSC_01-014_Shell-Space | 1.014 SHELL SPACE | D->E | H carries a room number, so column D stands; D (SHARED OFFICE) does not match E - name taken from E
VAV0003 | VAV | Included | SHARED OFFICE 01.014 | entity:SSC_01_014_SHELL_SPACE |  | 01.014 SHELL SPACE |  | 01 | 014 | SHELL SPACE | entity:SSC_01-014_Shell-Space | 1.014 SHELL SPACE | J | H has no room number and J has both, so column J stands
VAV0004 | VAV | Included | SHARED OFFICE 01.014 | entity:SSC_01_014_SHELL_SPACE |  | 01.014 SHELL SPACE |  | 01 | 014 | SHELL SPACE | entity:SSC_01-014_Shell-Space | 1.014 SHELL SPACE | J | H has no room number and J has both, so column J stands
VAV0005 | VAV | Included | SHARED OFFICE 01.015 | entity:SSC_01_015_SHELL_SPACE | SHELL SPACE SW 01.015 | 01.015 SHELL SPACE |  | 01 | 015 | SHELL SPACE | entity:SSC_01-015_Shell-Space | 1.015 SHELL SPACE | D->E | H carries a room number, so column D stands; D (SHARED OFFICE) does not match E - name taken from E
VAV0006 | VAV | Included | SHARED OFFICE 01.015 | entity:SSC_01_015_SHELL_SPACE |  | 01.015 SHELL SPACE |  | 01 | 015 | SHELL SPACE | entity:SSC_01-015_Shell-Space | 1.015 SHELL SPACE | J | H has no room number and J has both, so column J stands
VAV0007 | VAV | Included | SHARED OFFICE 01.015 | entity:SSC_01_015_SHELL_SPACE |  | 01.015 SHELL SPACE |  | 01 | 015 | SHELL SPACE | entity:SSC_01-015_Shell-Space | 1.015 SHELL SPACE | J | H has no room number and J has both, so column J stands
VAV0008 | VAV | Included | CORRIDOR 01.024 | entity:SSC_01_024_CORRIDOR | CORRIDORS SE 01.024 | 01.024 CORRIDOR |  | 01 | 024 | CORRIDOR | entity:SSC_01-024_Corridor | 1.024 CORRIDOR | D | H carries a room number, so column D stands
VAV0009 | VAV | Included | PRAYER ROOM 01.019 | entity:SSC_01_019_PRAYER_ROOM |  | 01.001 CORRIDOR | green | 01 | 001 | CORRIDOR | entity:SSC_01-001_Corridor | 1.001 CORRIDOR | J | green row: took the last populated name (J); overrides column E (PRAYER ROOM)
VAV0010 | VAV | Included | PRAYER ROOM 01.019 | entity:SSC_01_019_PRAYER_ROOM |  | 01.019 PRAYER ROOM |  | 01 | 019 | PRAYER ROOM | entity:SSC_01-019_Prayer-Room | 1.019 PRAYER ROOM | J | H has no room number and J has both, so column J stands
VAV0011 | VAV | Included | PRAYER ROOM 01.019 | entity:SSC_01_019_PRAYER_ROOM |  | 01.019 PRAYER ROOM |  | 01 | 019 | PRAYER ROOM | entity:SSC_01-019_Prayer-Room | 1.019 PRAYER ROOM | J | H has no room number and J has both, so column J stands
VAV0012 | VAV | Included | PRAYER ROOM 01.019 | entity:SSC_01_019_PRAYER_ROOM |  | 01.019 PRAYER ROOM |  | 01 | 019 | PRAYER ROOM | entity:SSC_01-019_Prayer-Room | 1.019 PRAYER ROOM | J | H has no room number and J has both, so column J stands
VAV0013 | VAV | Included | PRAYER ROOM 01.019 | entity:SSC_01_019_PRAYER_ROOM |  | 01.019 PRAYER ROOM |  | 01 | 019 | PRAYER ROOM | entity:SSC_01-019_Prayer-Room | 1.019 PRAYER ROOM | J | H has no room number and J has both, so column J stands
VAV0014 | VAV | Included | PRAYER ROOM 01.019 | entity:SSC_01_019_PRAYER_ROOM |  | 01.019 PRAYER ROOM |  | 01 | 019 | PRAYER ROOM | entity:SSC_01-019_Prayer-Room | 1.019 PRAYER ROOM | J | H has no room number and J has both, so column J stands
VAV0015 | VAV | Included | ROOM NO 42 | entity:SSC_01_029_ROOM_NO_42 | SHELL SPACE E 01.029 | 01.029 SHELL SPACE |  | 01 | 029 | ROOM NO 42 | entity:SSC_01-029_Room-No-42 | 1.029 ROOM NO 42 | D | H carries a room number, so column D stands; no room number in the picked column - taken from E
VAV0016 | VAV | Included | ROOM NO 43 | entity:SSC_01_029_ROOM_NO_43 |  | 01.029 SHELL SPACE |  | 01 | 029 | ROOM NO 43 | entity:SSC_01-029_Room-No-43 | 1.029 ROOM NO 43 | D | H has no room number and J has both, so column J stands; column D matches E (ROOM NO 43) and J does not - D wins; no room number in the picked column - taken from E
VAV0017 | VAV | Included | ROOM NO 44 | entity:SSC_01_029_ROOM_NO_44 |  | 01.029 SHELL SPACE |  | 01 | 029 | ROOM NO 44 | entity:SSC_01-029_Room-No-44 | 1.029 ROOM NO 44 | D | H has no room number and J has both, so column J stands; column D matches E (ROOM NO 44) and J does not - D wins; no room number in the picked column - taken from E
VAV0018 | VAV | Included | SHARED OFFICE 01.029 | entity:SSC_01_029_SHELL_SPACE |  | 01.029 SHELL SPACE |  | 01 | 029 | SHELL SPACE | entity:SSC_01-029_Shell-Space | 1.029 SHELL SPACE | J | H has no room number and J has both, so column J stands
VAV0019 | VAV | Included | SHARED OFFICE 01.029 | entity:SSC_01_029_SHELL_SPACE |  | 01.029 SHELL SPACE |  | 01 | 029 | SHELL SPACE | entity:SSC_01-029_Shell-Space | 1.029 SHELL SPACE | J | H has no room number and J has both, so column J stands
VAV0020 | VAV | Included | SHARED OFFICE 01.029 | entity:SSC_01_029_SHELL_SPACE |  | 01.029 SHELL SPACE |  | 01 | 029 | SHELL SPACE | entity:SSC_01-029_Shell-Space | 1.029 SHELL SPACE | J | H has no room number and J has both, so column J stands
VAV0021 | VAV | Included | CORRIDOR 01.013 | entity:SSC_01_013_CORRIDOR | CORRIDORS W 01.013 | 01.013 CORRIDOR |  | 01 | 013 | CORRIDOR | entity:SSC_01-013_Corridor | 1.013 CORRIDOR | D | H carries a room number, so column D stands
VAV0022 | VAV | Included | OPEN SPACE 01.003 | entity:SSC_01_003_OPEN_SPACE | OPEN OFFICE BELOW SKYLIGHT 01.003 | 01.003 OPEN SPACE |  | 01 | 003 | OPEN SPACE | entity:SSC_01-003_Open-Space | 1.003 OPEN SPACE | D | H carries a room number, so column D stands
VAV0023 | VAV | Included | OPEN SPACE 01.003 | entity:SSC_01_003_OPEN_SPACE |  | 01.003 OPEN SPACE |  | 01 | 003 | OPEN SPACE | entity:SSC_01-003_Open-Space | 1.003 OPEN SPACE | J | H has no room number and J has both, so column J stands
VAV0024 | VAV | Included | CORRIDOR 01.001 | entity:SSC_01_001_CORRIDOR | CORRIDORS S 01.001 | 01.003 OPEN SPACE | green | 01 | 003 | OPEN SPACE | entity:SSC_01-003_Open-Space | 1.003 OPEN SPACE | J | green row: took the last populated name (J); overrides column E (CORRIDOR)
VAV0025 | VAV | Included | TEAM SPACE 01.002 | entity:SSC_01_002_SHELL_SPACE |  | 01.002 SHELL SPACE |  | 01 | 002 | SHELL SPACE | entity:SSC_01-002_Shell-Space | 1.002 SHELL SPACE | J | H has no room number and J has both, so column J stands
VAV0026 | VAV | Included | TEAM SPACE 01.002 | entity:SSC_01_002_SHELL_SPACE | SHELL SPACE S 01.002 | 01.002 SHELL SPACE |  | 01 | 002 | SHELL SPACE | entity:SSC_01-002_Shell-Space | 1.002 SHELL SPACE | D->E | H carries a room number, so column D stands; D (TEAM SPACE) does not match E - name taken from E
VAV0027 | VAV | Included | TEAM SPACE 01.002 | entity:SSC_01_002_SHELL_SPACE |  | 01.002 SHELL SPACE |  | 01 | 002 | SHELL SPACE | entity:SSC_01-002_Shell-Space | 1.002 SHELL SPACE | J | H has no room number and J has both, so column J stands
VAV0028 | VAV | Included | TEAM SPACE 01.002 | entity:SSC_01_002_SHELL_SPACE | OPEN OFFICE BELOW SKYLIGHT 01.003 | 01.002 SHELL SPACE | green | 01 | 002 | SHELL SPACE | entity:SSC_01-002_Shell-Space | 1.002 SHELL SPACE | J | green row: took the last populated name (J)
VAV0029 | VAV | Included | CORRIDOR 01.001 | entity:SSC_01_001_CORRIDOR |  | 01.003 OPEN SPACE | green | 01 | 003 | OPEN SPACE | entity:SSC_01-003_Open-Space | 1.003 OPEN SPACE | J | green row: took the last populated name (J); overrides column E (CORRIDOR)
VAV0030 | VAV | Included | PRINT COPY 01.016 | entity:SSC_01_016_SHELL_SPACE | PRINTING ROOM SHELL SPACE 01.016 | 01.016 SHELL SPACE |  | 01 | 016 | SHELL SPACE | entity:SSC_01-016_Shell-Space | 1.016 SHELL SPACE | D->E | H carries a room number, so column D stands; D (PRINT COPY) does not match E - name taken from E
VAV0031 | VAV | Included | CORRIDOR 01.001 | entity:SSC_01_001_CORRIDOR |  | 01.003 OPEN SPACE | green | 01 | 003 | OPEN SPACE | entity:SSC_01-003_Open-Space | 1.003 OPEN SPACE | J | green row: took the last populated name (J); overrides column E (CORRIDOR)
VAV0032 | VAV | Included | CORRIDOR 01.018 | entity:SSC_01_018_CORRIDOR | CORRIDORS SW 01.018 | 01.018 CORRIDOR |  | 01 | 018 | CORRIDOR | entity:SSC_01-018_Corridor | 1.018 CORRIDOR | D | H carries a room number, so column D stands
VAV0033 | VAV | Included | CORRIDOR 01.028 | entity:SSC_01_028_CORRIDOR | IDF 01.027 & 39 | 01.039 IDF-2 | green | 01 | 039 | IDF-2 | entity:SSC_01-039_IDF-2 | 1.039 IDF 2 | J | green row: took the last populated name (J); overrides column E (CORRIDOR)
VAV0034 | VAV | Included | OPEN SPACE 01.003 | entity:SSC_01_003_OPEN_SPACE | CORRIDOR CENTRAL 01.004 | 01.003 OPEN SPACE | green | 01 | 003 | OPEN SPACE | entity:SSC_01-003_Open-Space | 1.003 OPEN SPACE | J | green row: took the last populated name (J)
VAV0035 | VAV | Included | CORRIDOR 01.010 | entity:SSC_01_010_CORRIDOR | CORRIDORS E 01.028 | 01.028 CORRIDOR | green | 01 | 028 | CORRIDOR | entity:SSC_01-028_Corridor | 1.028 CORRIDOR | J | green row: took the last populated name (J)
VAV0036 | VAV | Included | ABLUTION ROOM 01.022 | entity:SSC_01_022_ABLUTION_ROOM | ABLUTION ROOMS 01.020 & 23 | 01.019 PRAYER ROOM | green | 01 | 019 | PRAYER ROOM | entity:SSC_01-019_Prayer-Room | 1.019 PRAYER ROOM | J | green row: took the last populated name (J); overrides column E (ABLUTION ROOM)
VAV0037 | VAV | Not Included | AV ROOM 1.008 | entity:SSC_01_008_AV_ROOM | A/V RM 1.008 |  |  | 01 | 008 | AV ROOM | entity:SSC_01-008_AV-Room | 1.008 AV ROOM | D | H carries a room number, so column D stands
VAV0038 | VAV | Included | ST-4 STAIR 4 | entity:SSC_01_ST-4_STAIR_4 | CORRIDOR AUDITORIUM W 01.010 | ST-4 STAIR 4 | green | 01 | ST-4 | STAIR 4 | entity:SSC_01-ST-4_Stair-4 | ST-4 STAIR 4 | J | green row: took the last populated name (J); overrides column E (STAIR 4); no reference on the screen - taken from E (01.ST-4)
VAV0039 | VAV | Included | OPEN SPACE 01.003 | entity:SSC_01_003_OPEN_SPACE | CORRIDOR AUDITORIUM E 01.035 | 01.003 OPEN SPACE | green | 01 | 003 | OPEN SPACE | entity:SSC_01-003_Open-Space | 1.003 OPEN SPACE | J | green row: took the last populated name (J)
VAV0040 | VAV | Included | CONFERENCE ROOM 02.006 | entity:SSC_02_006_CONFERENCE_ROOM |  | 02.006 CONFERENCE ROOM |  | 02 | 006 | CONFERENCE ROOM | entity:SSC_02-006_Conference-Room | 2.006 CONFERENCE ROOM | J | H has no room number and J has both, so column J stands
VAV0041 | VAV | Not Included | EXECUTIVE CONFERENCE ROOM 02.005 | entity:SSC_02_005_EXECUTIVE_CONFERENCE_ROOM |  | 02.005 EXECUTIVE CONFERENCE ROOM |  | 02 | 005 | EXECUTIVE CONFERENCE ROOM | entity:SSC_02-005_Executive-Conference-Room | 2.005 EXECUTIVE CONFERENCE ROOM | J | H has no room number and J has both, so column J stands
VAV0042 | VAV | Not Included | EXECUTIVE CONFERENCE ROOM 02.005 | entity:SSC_02_005_EXECUTIVE_CONFERENCE_ROOM |  | 02.005 EXECUTIVE CONFERENCE ROOM |  | 02 | 005 | EXECUTIVE CONFERENCE ROOM | entity:SSC_02-005_Executive-Conference-Room | 2.005 EXECUTIVE CONFERENCE ROOM | J | H has no room number and J has both, so column J stands
VAV0043 | VAV | Included | CORRIDOR 02.004 | entity:SSC_02_004_CORRIDOR |  |  |  | 02 | 004 | CORRIDOR | entity:SSC_02-004_Corridor | 2.004 CORRIDOR | D | no usable J, so column D stands
VAV0044 | VAV | Included | FOYER 02.001 | entity:SSC_02_001_FOYER |  |  |  | 02 | 001 | FOYER | entity:SSC_02-001_Foyer | 2.001 FOYER | D | no usable J, so column D stands
VAV0045 | VAV | Included | FOYER 02.001 | entity:SSC_02_001_FOYER |  |  |  | 02 | 001 | FOYER | entity:SSC_02-001_Foyer | 2.001 FOYER | D | no usable J, so column D stands
VAV0046 | VAV | Included | LOBBY 02.002 | entity:SSC_02_002_LOBBY |  | 02.002 LOBBY |  | 02 | 002 | LOBBY | entity:SSC_02-002_Lobby | 2.002 LOBBY | J | H has no room number and J has both, so column J stands
VAV0047 | VAV | Included | LOBBY 02.002 | entity:SSC_02_002_LOBBY |  | 02.002 LOBBY |  | 02 | 002 | LOBBY | entity:SSC_02-002_Lobby | 2.002 LOBBY | J | H has no room number and J has both, so column J stands
VAV0048 | VAV | Included | LOBBY 02.002 | entity:SSC_02_002_LOBBY |  | 02.002 LOBBY |  | 02 | 002 | LOBBY | entity:SSC_02-002_Lobby | 2.002 LOBBY | J | H has no room number and J has both, so column J stands
VAV0049 | VAV | Included | LOBBY 02.002 | entity:SSC_02_002_LOBBY |  | 02.003 CORRIDOR | green | 02 | 003 | CORRIDOR | entity:SSC_02-003_Corridor | 2.003 CORRIDOR | J | green row: took the last populated name (J); overrides column E (LOBBY)
VAV0050 | VAV | Included | CORRIDOR 02.003 | entity:SSC_02_003_CORRIDOR |  | 02.002 LOBBY | green | 02 | 002 | LOBBY | entity:SSC_02-002_Lobby | 2.002 LOBBY | J | green row: took the last populated name (J); overrides column E (CORRIDOR)
VAV0051 | VAV | Not Included | EXECUTIVE CONFERENCE ROOM 02.005 | entity:SSC_02_005_EXECUTIVE_CONFERENCE_ROOM |  | 02.005 EXECUTIVE CONFERENCE ROOM |  | 02 | 005 | EXECUTIVE CONFERENCE ROOM | entity:SSC_02-005_Executive-Conference-Room | 2.005 EXECUTIVE CONFERENCE ROOM | J | H has no room number and J has both, so column J stands
VAV0052 | VAV | Included | CONFERENCE ROOM 02.006 | entity:SSC_02_006_CONFERENCE_ROOM |  | 02.006 CONFERENCE ROOM |  | 02 | 006 | CONFERENCE ROOM | entity:SSC_02-006_Conference-Room | 2.006 CONFERENCE ROOM | J | H has no room number and J has both, so column J stands
VAV0053 | VAV | Included | RESEARCHER OFFICE 03.015 | entity:SSC_03_015_RESEARCHERS_OFFICE |  | 03.015 RESEARCHER OFFICE |  | 03 | 015 | RESEARCHER OFFICE | entity:SSC_03-015_Researcher-Office | 3.015 RESEARCHER OFFICE | J | H has no room number and J has both, so column J stands; spelled 'RESEARCHER OFFICE' here and 'RESEARCHERS OFFICE' in column E - one is a typo; QF_SSC_Ontology_ver02.xlsx calls 03.015 'RESEARCHERS OFFICE'
VAV0054 | VAV | Included | VISITOR'S CUBICLE 03.014 | entity:SSC_03_014_VISITORS_CUBICLE |  | 03.014 VISITORS CUBIDE |  | 03 | 014 | VISITOR'S CUBICLE | entity:SSC_03-014_Visitors-Cubicle | 3.014 VISITOR S CUBICLE | D | H has no room number and J has both, so column J stands; column D matches E (VISITORS CUBICLE) and J does not - D wins; QF_SSC_Ontology_ver02.xlsx calls 03.014 'VISITORS CUBICLE'
VAV0055 | VAV | Included | RESEARCHER OFFICE 03.013 | entity:SSC_03_013_RESEARCHERS_OFFICE |  | 03.013 RESEARCHER OFFICE |  | 03 | 013 | RESEARCHER OFFICE | entity:SSC_03-013_Researcher-Office | 3.013 RESEARCHER OFFICE | J | H has no room number and J has both, so column J stands; spelled 'RESEARCHER OFFICE' here and 'RESEARCHERS OFFICE' in column E - one is a typo; QF_SSC_Ontology_ver02.xlsx calls 03.013 'RESEARCHERS OFFICE'
VAV0056 | VAV | Included | RESEARCHER OFFICE 03.012 | entity:SSC_03_012_RESEARCHERS_OFFICE |  | 03.012 RESEARCHER OFFICE |  | 03 | 012 | RESEARCHER OFFICE | entity:SSC_03-012_Researcher-Office | 3.012 RESEARCHER OFFICE | J | H has no room number and J has both, so column J stands; spelled 'RESEARCHER OFFICE' here and 'RESEARCHERS OFFICE' in column E - one is a typo; QF_SSC_Ontology_ver02.xlsx calls 03.012 'RESEARCHERS OFFICE'
VAV0057 | VAV | Included | VISITOR'S CUBICLE 03.011 | entity:SSC_03_011_VISITORS_CUBICLE |  | 03.011 VISITORS CUBIDE |  | 03 | 011 | VISITOR'S CUBICLE | entity:SSC_03-011_Visitors-Cubicle | 3.011 VISITOR S CUBICLE | D | H has no room number and J has both, so column J stands; column D matches E (VISITORS CUBICLE) and J does not - D wins; QF_SSC_Ontology_ver02.xlsx calls 03.011 'VISITORS CUBICLE'
VAV0058 | VAV | Included | RESEARCHER OFFICE 03.010 | entity:SSC_03_010_RESEARCHERS_OFFICE |  | 03.010 RESEARCHER OFFICE |  | 03 | 010 | RESEARCHER OFFICE | entity:SSC_03-010_Researcher-Office | 3.010 RESEARCHER OFFICE | J | H has no room number and J has both, so column J stands; spelled 'RESEARCHER OFFICE' here and 'RESEARCHERS OFFICE' in column E - one is a typo; QF_SSC_Ontology_ver02.xlsx calls 03.010 'RESEARCHERS OFFICE'
VAV0059 | VAV | Included | RESEARCHER OFFICE 03.009 | entity:SSC_03_009_RESEARCHERS_OFFICE |  | 03.009 RESEARCHER OFFICE |  | 03 | 009 | RESEARCHER OFFICE | entity:SSC_03-009_Researcher-Office | 3.009 RESEARCHER OFFICE | J | H has no room number and J has both, so column J stands; spelled 'RESEARCHER OFFICE' here and 'RESEARCHERS OFFICE' in column E - one is a typo; QF_SSC_Ontology_ver02.xlsx calls 03.009 'RESEARCHERS OFFICE'
VAV0060 | VAV | Included | VISITOR'S CUBICLE 03.008 | entity:SSC_03_008_VISITORS_CUBICLE |  | 03.008 VISITORS CUBIDE |  | 03 | 008 | VISITOR'S CUBICLE | entity:SSC_03-008_Visitors-Cubicle | 3.008 VISITOR S CUBICLE | D | H has no room number and J has both, so column J stands; column D matches E (VISITORS CUBICLE) and J does not - D wins; QF_SSC_Ontology_ver02.xlsx calls 03.008 'VISITORS CUBICLE'
VAV0061 | VAV | Included | OPERATION MANAGERS 03.007 | entity:SSC_03_007_OPERATIONS_MANAGER |  | 03.007 OPERATIONS MANAGERS |  | 03 | 007 | OPERATIONS MANAGERS | entity:SSC_03-007_Operations-Managers | 3.007 OPERATIONS MANAGERS | J | H has no room number and J has both, so column J stands; spelled 'OPERATIONS MANAGERS' here and 'OPERATIONS MANAGER' in column E - one is a typo; QF_SSC_Ontology_ver02.xlsx calls 03.007 'OPERATIONS MANAGER'
VAV0062 | VAV | Included | ROOM 03.006B | entity:SSC_03_006_MEETING_ROOM |  | 03.006A ROOM | green | 03 | 006A | ROOM | entity:SSC_03-006A_Room | 3.006A ROOM | J | green row: took the last populated name (J); overrides column E (MEETING ROOM); 03.006A is not in QF_SSC_Ontology_ver02.xlsx
VAV0063 | VAV |  | (NOT FOUND ON DRAWING LEVEL 3) | #N/A | [9 empty] | no room reference in D, H, J or E - left unresolved
VAV0064 | VAV | Included | ROOM 03.006A | entity:SSC_03_006_MEETING_ROOM |  | 03.006B ROOM | green | 03 | 006B | ROOM | entity:SSC_03-006B_Room | 3.006B ROOM | J | green row: took the last populated name (J); overrides column E (MEETING ROOM); 03.006B is not in QF_SSC_Ontology_ver02.xlsx
VAV0065 | VAV | Included | RESEARCHER OFFICE 03.005 | entity:SSC_03_005_RESEARCHERS_OFFICE |  |  |  | 03 | 005 | RESEARCHER OFFICE | entity:SSC_03-005_Researcher-Office | 3.005 RESEARCHER OFFICE | D | no usable J, so column D stands; spelled 'RESEARCHER OFFICE' here and 'RESEARCHERS OFFICE' in column E - one is a typo; QF_SSC_Ontology_ver02.xlsx calls 03.005 'RESEARCHERS OFFICE'
VAV0066 | VAV | Included | VISITOR'S CUBICLE 03.004 | entity:SSC_03_004_VISITORS_CUBICLE |  |  |  | 03 | 004 | VISITOR'S CUBICLE | entity:SSC_03-004_Visitors-Cubicle | 3.004 VISITOR S CUBICLE | D | no usable J, so column D stands; QF_SSC_Ontology_ver02.xlsx calls 03.004 'VISITORS CUBICLE'
VAV0067 | VAV | Included | RESEARCHER OFFICE 03.003 | entity:SSC_03_003_RESEARCHERS_OFFICE |  |  |  | 03 | 003 | RESEARCHER OFFICE | entity:SSC_03-003_Researcher-Office | 3.003 RESEARCHER OFFICE | D | no usable J, so column D stands; spelled 'RESEARCHER OFFICE' here and 'RESEARCHERS OFFICE' in column E - one is a typo; QF_SSC_Ontology_ver02.xlsx calls 03.003 'RESEARCHERS OFFICE'
VAV0068 | VAV | Not Included | DIRECTOR MEETING ROOM 03.002 | entity:SSC_03_002_DIRECTORS_MEETING_ROOM |  |  |  | 03 | 002 | DIRECTOR MEETING ROOM | entity:SSC_03-002_Director-Meeting-Room | 3.002 DIRECTOR MEETING ROOM | D | no usable J, so column D stands; spelled 'DIRECTOR MEETING ROOM' here and 'DIRECTORS MEETING ROOM' in column E - one is a typo; QF_SSC_Ontology_ver02.xlsx calls 03.002 'DIRECTORS MEETING ROOM'
VAV0069 | VAV | Not Included | DIRECTOR MEETING ROOM 03.002 | entity:SSC_03_002_DIRECTORS_MEETING_ROOM |  |  |  | 03 | 002 | DIRECTOR MEETING ROOM | entity:SSC_03-002_Director-Meeting-Room | 3.002 DIRECTOR MEETING ROOM | D | no usable J, so column D stands; spelled 'DIRECTOR MEETING ROOM' here and 'DIRECTORS MEETING ROOM' in column E - one is a typo; QF_SSC_Ontology_ver02.xlsx calls 03.002 'DIRECTORS MEETING ROOM'
VAV0070 | VAV | Not Included | DIRECTOR'S OFFICE 03.001 | entity:SSC_03_001_DIRECTORS_OFFICE |  |  |  | 03 | 001 | DIRECTOR'S OFFICE | entity:SSC_03-001_Directors-Office | 3.001 DIRECTOR S OFFICE | D | no usable J, so column D stands; QF_SSC_Ontology_ver02.xlsx calls 03.001 'DIRECTORS OFFICE'
VAV0071 | VAV | Included | GENERAL OFFICE AREA 03.002 | entity:SSC_03_002_DIRECTORS_MEETING_ROOM |  | 03.032 GENERAL OFFICE AREA | green | 03 | 032 | GENERAL OFFICE AREA | entity:SSC_03-032_General-Office-Area | 3.032 GENERAL OFFICE AREA | J | green row: took the last populated name (J); overrides column E (DIRECTORS MEETING ROOM)
VAV0072 | VAV | Included | GENERAL OFFICE AREA 03.002 | entity:SSC_03_002_DIRECTORS_MEETING_ROOM |  | 03.032 GENERAL OFFICE AREA | green | 03 | 032 | GENERAL OFFICE AREA | entity:SSC_03-032_General-Office-Area | 3.032 GENERAL OFFICE AREA | J | green row: took the last populated name (J); overrides column E (DIRECTORS MEETING ROOM)
VAV0073 | VAV | Included | GENERAL OFFICE AREA 03.002 | entity:SSC_03_002_DIRECTORS_MEETING_ROOM |  | 03.032 GENERAL OFFICE AREA | green | 03 | 032 | GENERAL OFFICE AREA | entity:SSC_03-032_General-Office-Area | 3.032 GENERAL OFFICE AREA | J | green row: took the last populated name (J); overrides column E (DIRECTORS MEETING ROOM)
VAV0074 | VAV | Included | GENERAL OFFICE AREA 03.002 | entity:SSC_03_002_DIRECTORS_MEETING_ROOM |  | 03.032 GENERAL OFFICE AREA | green | 03 | 032 | GENERAL OFFICE AREA | entity:SSC_03-032_General-Office-Area | 3.032 GENERAL OFFICE AREA | J | green row: took the last populated name (J); overrides column E (DIRECTORS MEETING ROOM)
VAV0075 | VAV | Included | GENERAL OFFICE AREA 03.002 | entity:SSC_03_002_DIRECTORS_MEETING_ROOM |  | 03.032 GENERAL OFFICE AREA | green | 03 | 032 | GENERAL OFFICE AREA | entity:SSC_03-032_General-Office-Area | 3.032 GENERAL OFFICE AREA | J | green row: took the last populated name (J); overrides column E (DIRECTORS MEETING ROOM)
VAV0076 | VAV | Included | GENERAL OFFICE AREA 03.002 | entity:SSC_03_002_DIRECTORS_MEETING_ROOM |  | 03.031 ASSOC.DIR OFFICE | green | 03 | 031 | ASSOC. DIRECTORS OFFICE | entity:SSC_03-031_Assoc-Directors-Office | 3.031 ASSOC DIRECTORS OFFICE | J | green row: took the last populated name (J); overrides column E (DIRECTORS MEETING ROOM); 03.031 is spelled 'ASSOC.DIR OFFICE' on other rows; E names it 'ASSOC. DIRECTORS OFFICE', which settles it
VAV0077 | VAV | Included | GENERAL OFFICE AREA 03.002 | entity:SSC_03_002_DIRECTORS_MEETING_ROOM |  | 03.032 GENERAL OFFICE AREA | green | 03 | 032 | GENERAL OFFICE AREA | entity:SSC_03-032_General-Office-Area | 3.032 GENERAL OFFICE AREA | J | green row: took the last populated name (J); overrides column E (DIRECTORS MEETING ROOM)
VAV0078 | VAV | Included | ASSOC. DOR. OFFICE 03.031 | entity:SSC_03_031_ASSOC._DIRECTORS_OFFICE |  | 03.031 ASSOC.DIR OFFICE |  | 03 | 031 | ASSOC. DIRECTORS OFFICE | entity:SSC_03-031_Assoc-Directors-Office | 3.031 ASSOC DIRECTORS OFFICE | J->E | H has no room number and J has both, so column J stands; J (ASSOC.DIR OFFICE) does not match E - name taken from E
VAV0079 | VAV | Not Included | ASSOC. DIR. MEETING ROOM 03.030 | entity:SSC_03_030_ASSOC._DIRECTORS_MEETING_ROOM |  |  |  | 03 | 030 | ASSOC. DIRECTORS MEETING ROOM | entity:SSC_03-030_Assoc-Directors-Meeting-Room | 3.030 ASSOC DIRECTORS MEETING ROOM | D->E | no usable J, so column D stands; D (ASSOC. DIR. MEETING ROOM) does not match E - name taken from E
VAV0080 | VAV | Not Included | ASSOC. DIR. MEETING ROOM 03.030 | entity:SSC_03_030_ASSOC._DIRECTORS_MEETING_ROOM |  | 03.030 ASSOC.DIR MEETING ROOM |  | 03 | 030 | ASSOC. DIRECTORS MEETING ROOM | entity:SSC_03-030_Assoc-Directors-Meeting-Room | 3.030 ASSOC DIRECTORS MEETING ROOM | J->E | H has no room number and J has both, so column J stands; J (ASSOC.DIR MEETING ROOM) does not match E - name taken from E
VAV0081 | VAV | Included | RESEARCHER OFFICE 03.029 | entity:SSC_03_029_RESEARCHERS_OFFICE |  | 03.029 RESEARCHER OFFICE |  | 03 | 029 | RESEARCHER OFFICE | entity:SSC_03-029_Researcher-Office | 3.029 RESEARCHER OFFICE | J | H has no room number and J has both, so column J stands; spelled 'RESEARCHER OFFICE' here and 'RESEARCHERS OFFICE' in column E - one is a typo; QF_SSC_Ontology_ver02.xlsx calls 03.029 'RESEARCHERS OFFICE'
VAV0082 | VAV | Included | VISITOR'S CUBICLE 03.028 | entity:SSC_03_028_VISITORS_CUBICLE |  | 03.028 VISITORS CUBIDE |  | 03 | 028 | VISITOR'S CUBICLE | entity:SSC_03-028_Visitors-Cubicle | 3.028 VISITOR S CUBICLE | D | H has no room number and J has both, so column J stands; column D matches E (VISITORS CUBICLE) and J does not - D wins; QF_SSC_Ontology_ver02.xlsx calls 03.028 'VISITORS CUBICLE'
VAV0083 | VAV | Included | RESEARCHER OFFICE 03.027 | entity:SSC_03_027_RESEARCHERS_OFFICE |  | 03.027 RESEARCHER OFFICE |  | 03 | 027 | RESEARCHER OFFICE | entity:SSC_03-027_Researcher-Office | 3.027 RESEARCHER OFFICE | J | H has no room number and J has both, so column J stands; spelled 'RESEARCHER OFFICE' here and 'RESEARCHERS OFFICE' in column E - one is a typo; QF_SSC_Ontology_ver02.xlsx calls 03.027 'RESEARCHERS OFFICE'
VAV0084 | VAV | Included | MEETING ROOM 03.026 | entity:SSC_03_026_MEETING_ROOM |  | 03.026 MEETING ROOM |  | 03 | 026 | MEETING ROOM | entity:SSC_03-026_Meeting-Room | 3.026 MEETING ROOM | J | H has no room number and J has both, so column J stands
VAV0085 | VAV | Included | MEETING ROOM 03.026 | entity:SSC_03_026_MEETING_ROOM |  | 03.026 MEETING ROOM |  | 03 | 026 | MEETING ROOM | entity:SSC_03-026_Meeting-Room | 3.026 MEETING ROOM | J | H has no room number and J has both, so column J stands
VAV0086 | VAV | Included | MEETING ROOM 03.026 | entity:SSC_03_026_MEETING_ROOM |  | 03.026 MEETING ROOM |  | 03 | 026 | MEETING ROOM | entity:SSC_03-026_Meeting-Room | 3.026 MEETING ROOM | J | H has no room number and J has both, so column J stands
VAV0087 | VAV | Included | SECRETARIAL AREA 03.025 | entity:SSC_03_025_SECRETARIAL_AREA |  | 03.025 SECRETARIAL AREA |  | 03 | 025 | SECRETARIAL AREA | entity:SSC_03-025_Secretarial-Area | 3.025 SECRETARIAL AREA | J | H has no room number and J has both, so column J stands
VAV0088 | VAV | Included | VISITOR'S CUBICLE 03.024 | entity:SSC_03_024_VISITORS_CUBICLE |  | 03.024 VISITORS CUBIDE |  | 03 | 024 | VISITOR'S CUBICLE | entity:SSC_03-024_Visitors-Cubicle | 3.024 VISITOR S CUBICLE | D | H has no room number and J has both, so column J stands; column D matches E (VISITORS CUBICLE) and J does not - D wins; QF_SSC_Ontology_ver02.xlsx calls 03.024 'VISITORS CUBICLE'
VAV0089 | VAV | Included | RESEARCHER OFFICE 03.023 | entity:SSC_03_023_RESEARCHERS_OFFICE |  | 03.023 RESEARCHER OFFICE |  | 03 | 023 | RESEARCHER OFFICE | entity:SSC_03-023_Researcher-Office | 3.023 RESEARCHER OFFICE | J | H has no room number and J has both, so column J stands; spelled 'RESEARCHER OFFICE' here and 'RESEARCHERS OFFICE' in column E - one is a typo; QF_SSC_Ontology_ver02.xlsx calls 03.023 'RESEARCHERS OFFICE'
VAV0090 | VAV | Included | RESEARCHER OFFICE 03.022 | entity:SSC_03_022_RESEARCHERS_OFFICE |  | 03.022 RESEARCHER OFFICE |  | 03 | 022 | RESEARCHER OFFICE | entity:SSC_03-022_Researcher-Office | 3.022 RESEARCHER OFFICE | J | H has no room number and J has both, so column J stands; spelled 'RESEARCHER OFFICE' here and 'RESEARCHERS OFFICE' in column E - one is a typo; QF_SSC_Ontology_ver02.xlsx calls 03.022 'RESEARCHERS OFFICE'
VAV0091 | VAV | Included | VISITOR'S CUBICLE 03.021 | entity:SSC_03_021_VISITORS_CUBICLE |  | 03.021 VISITORS CUBIDE |  | 03 | 021 | VISITOR'S CUBICLE | entity:SSC_03-021_Visitors-Cubicle | 3.021 VISITOR S CUBICLE | D | H has no room number and J has both, so column J stands; column D matches E (VISITORS CUBICLE) and J does not - D wins; QF_SSC_Ontology_ver02.xlsx calls 03.021 'VISITORS CUBICLE'
VAV0092 | VAV | Included | RESEARCHER OFFICE 03.020 | entity:SSC_03_020_RESEARCHERS_OFFICE |  | 03.020 RESEARCHER OFFICE |  | 03 | 020 | RESEARCHER OFFICE | entity:SSC_03-020_Researcher-Office | 3.020 RESEARCHER OFFICE | J | H has no room number and J has both, so column J stands; spelled 'RESEARCHER OFFICE' here and 'RESEARCHERS OFFICE' in column E - one is a typo; QF_SSC_Ontology_ver02.xlsx calls 03.020 'RESEARCHERS OFFICE'
VAV0093 | VAV | Included | IT MANAGERS'S OFFICE 03.019 | entity:SSC_03_019_IT_MANAGERS_OFFICE |  | 03.019 IT MANAGERS OFFICE |  | 03 | 019 | IT MANAGERS OFFICE | entity:SSC_03-019_IT-Managers-Office | 3.019 IT MANAGERS OFFICE | J | H has no room number and J has both, so column J stands
VAV0094 | VAV | Included | VISITOR'S CUBICLE 03.018 | entity:SSC_03_018_VISITORS_CUBICLE |  | 03.018 VISITORS CUBIDE |  | 03 | 018 | VISITOR'S CUBICLE | entity:SSC_03-018_Visitors-Cubicle | 3.018 VISITOR S CUBICLE | D | H has no room number and J has both, so column J stands; column D matches E (VISITORS CUBICLE) and J does not - D wins; QF_SSC_Ontology_ver02.xlsx calls 03.018 'VISITORS CUBICLE'
VAV0095 | VAV | Included | RESEARCHER OFFICE 03.017 | entity:SSC_03_017_RESEARCHERS_OFFICE |  | 03.017 RESEARCHER OFFICE |  | 03 | 017 | RESEARCHER OFFICE | entity:SSC_03-017_Researcher-Office | 3.017 RESEARCHER OFFICE | J | H has no room number and J has both, so column J stands; spelled 'RESEARCHER OFFICE' here and 'RESEARCHERS OFFICE' in column E - one is a typo; QF_SSC_Ontology_ver02.xlsx calls 03.017 'RESEARCHERS OFFICE'
VAV0096 | VAV | Included | LOUNGE 03.016 | entity:SSC_03_016_LOUNGE |  | LOUNGE 03.016 |  | 03 | 016 | LOUNGE | entity:SSC_03-016_Lounge | 3.016 LOUNGE | J | H has no room number and J has both, so column J stands
VAV0097 | VAV | Included | LOUNGE 03.016 | entity:SSC_03_016_LOUNGE |  | LOUNGE 03.016 |  | 03 | 016 | LOUNGE | entity:SSC_03-016_Lounge | 3.016 LOUNGE | J | H has no room number and J has both, so column J stands
VAV0098 | VAV | Included | IT OFFICE 03.049 | entity:SSC_03_049_IT_OFFICE |  | LOUNGE 03.016 | green | 03 | 016 | LOUNGE | entity:SSC_03-016_Lounge | 3.016 LOUNGE | J | green row: took the last populated name (J); overrides column E (IT OFFICE)
VAV0099 | VAV | Included | CORRIDOR 03.042 | entity:SSC_03_042_CORRIDOR |  | CORRIDOR 03.034 | green | 03 | 034 | CORRIDOR | entity:SSC_03-034_Corridor | 3.034 CORRIDOR | J | green row: took the last populated name (J)
VAV0100 | VAV | Included | CORRIDOR 03.041 | entity:SSC_03_041_CORRIDOR |  |  |  | 03 | 041 | CORRIDOR | entity:SSC_03-041_Corridor | 3.041 CORRIDOR | D | no usable J, so column D stands
VAV0101 | VAV | Included | CORRIDOR 03.044 | entity:SSC_03_044_CORRIDOR |  | CORRIDOR 03.042 | green | 03 | 042 | CORRIDOR | entity:SSC_03-042_Corridor | 3.042 CORRIDOR | J | green row: took the last populated name (J)
VAV0102 | VAV | Included | CORRIDOR 03.034 | entity:SSC_03_034_CORRIDOR | STUDY LIBRARY AREA UNDER SKYLIGHT AND CORRIDORS N 03.034 | 3.041 CORRIDOR | green | 03 | 041 | CORRIDOR | entity:SSC_03-041_Corridor | 3.041 CORRIDOR | J | green row: took the last populated name (J)
VAV0103 | VAV | Included | CORRIDOR 03.034 | entity:SSC_03_034_CORRIDOR |  | CORRIDOR 03.034 |  | 03 | 034 | CORRIDOR | entity:SSC_03-034_Corridor | 3.034 CORRIDOR | J | H has no room number and J has both, so column J stands
VAV0104 | VAV | Included | CORRIDOR 03.034 | entity:SSC_03_034_CORRIDOR |  | CORRIDOR 03.034 |  | 03 | 034 | CORRIDOR | entity:SSC_03-034_Corridor | 3.034 CORRIDOR | J | H has no room number and J has both, so column J stands
VAV0105 | VAV | Included | CORRIDOR 03.034 | entity:SSC_03_034_CORRIDOR |  | CORRIDOR 03.034 |  | 03 | 034 | CORRIDOR | entity:SSC_03-034_Corridor | 3.034 CORRIDOR | J | H has no room number and J has both, so column J stands
VAV0106 | VAV | Included | CORRIDOR 03.042 | entity:SSC_03_042_CORRIDOR |  | CORRIDOR 03.042 |  | 03 | 042 | CORRIDOR | entity:SSC_03-042_Corridor | 3.042 CORRIDOR | J | H has no room number and J has both, so column J stands
VAV0107 | VAV | Included | GENERAL OFFICE AREA 03.002 | entity:SSC_03_002_DIRECTORS_MEETING_ROOM | GENERAL OFFICE AREA 03.032 | 03.032 GENERAL OFFICE AREA | green | 03 | 032 | GENERAL OFFICE AREA | entity:SSC_03-032_General-Office-Area | 3.032 GENERAL OFFICE AREA | J | green row: took the last populated name (J); overrides column E (DIRECTORS MEETING ROOM)
VAV0108 | VAV | Included | GENERAL OFFICE AREA 03.002 | entity:SSC_03_002_DIRECTORS_MEETING_ROOM | GENERAL OFFICE AREA 03.032 | 03.032 GENERAL OFFICE AREA | green | 03 | 032 | GENERAL OFFICE AREA | entity:SSC_03-032_General-Office-Area | 3.032 GENERAL OFFICE AREA | J | green row: took the last populated name (J); overrides column E (DIRECTORS MEETING ROOM)
CCU3F0301 | brick:CRAC |  | B1.038 SER-2 | entity:SSC_B1_038_SER-2 |  |  |  | B | 038 | SER-2 | entity:SSC_B-038_Ser-2 | B.038 SER 2 | D | no usable J, so column D stands
CCU3F0302 | brick:CRAC |  | B1.038 SER-2 | entity:SSC_B1_038_SER-2 |  |  |  | B | 038 | SER-2 | entity:SSC_B-038_Ser-2 | B.038 SER 2 | D | no usable J, so column D stands
CCUB0001A | brick:CRAC |  | B1.038 SER-2 | entity:SSC_B1_038_SER-2 |  |  |  | B | 038 | SER-2 | entity:SSC_B-038_Ser-2 | B.038 SER 2 | D | no usable J, so column D stands
CCU-B-001B | brick:CRAC |  | B1.038 SER-2 | entity:SSC_B1_038_SER-2 |  | B.038 SER-2 |  | B | 038 | SER-2 | entity:SSC_B-038_Ser-2 | B.038 SER 2 | J | H has no room number and J has both, so column J stands
CCU-B-002A | brick:CRAC |  | B1.038 SER-2 | entity:SSC_B1_038_SER-2 |  | B.038 SER-2 |  | B | 038 | SER-2 | entity:SSC_B-038_Ser-2 | B.038 SER 2 | J | H has no room number and J has both, so column J stands
CCU-B-002B | brick:CRAC |  | B1.038 SER-2 | entity:SSC_B1_038_SER-2 |  | B.038 SER-2 |  | B | 038 | SER-2 | entity:SSC_B-038_Ser-2 | B.038 SER 2 | J | H has no room number and J has both, so column J stands
CCUB0003 | brick:CRAC |  | B1.023 QTEL | entity:SSC_B1_023_Q_TEL |  |  |  | B | 023 | Q TEL | entity:SSC_B-023_Q-Tel | B.023 Q TEL | D | no usable J, so column D stands; spelled 'Q TEL' on the clearest source
CCU-B-0004 | brick:CRAC |  | B1.023 QTEL | entity:SSC_B1_023_Q_TEL |  | B.017 MDF-2 | green | B | 017 | MDF-2 | entity:SSC_B-017_MDF-2 | B.017 MDF 2 | J | green row: took the last populated name (J); overrides column E (Q TEL)
CCUB0005A | brick:CRAC |  | B1.023 QTEL | entity:SSC_B1_023_Q_TEL |  |  |  | B | 023 | Q TEL | entity:SSC_B-023_Q-Tel | B.023 Q TEL | D | no usable J, so column D stands; spelled 'Q TEL' on the clearest source
CCU-B-005B | brick:CRAC |  | B1.023 QTEL | entity:SSC_B1_023_Q_TEL |  | B.023 Q TEL |  | B | 023 | Q TEL | entity:SSC_B-023_Q-Tel | B.023 Q TEL | J | H has no room number and J has both, so column J stands
CCU-B-006A | brick:CRAC |  | B1.023 QTEL | entity:SSC_B1_023_Q_TEL |  | B.023 Q TEL |  | B | 023 | Q TEL | entity:SSC_B-023_Q-Tel | B.023 Q TEL | J | H has no room number and J has both, so column J stands
CCU-B-006B | brick:CRAC |  | B1.023 QTEL | entity:SSC_B1_023_Q_TEL |  | B.023 Q TEL |  | B | 023 | Q TEL | entity:SSC_B-023_Q-Tel | B.023 Q TEL | J | H has no room number and J has both, so column J stands
CCU-B-0007 | brick:CRAC |  | B1.017 MDF-2 | entity:SSC_B1_017_MDF-2 |  | B.026 MDF-SER1 | green | B | 026 | MDF-SER1 | entity:SSC_B-026_MDF-Ser1 | B.026 MDF SER1 | J | green row: took the last populated name (J); overrides column E (MDF-2); QF_SSC_Ontology_ver02.xlsx calls B.026 'MDF SER-1'
CCUB0008 | brick:CRAC |  | B1.017 MDF-2 | entity:SSC_B1_017_MDF-2 |  |  |  | B | 017 | MDF-2 | entity:SSC_B-017_MDF-2 | B.017 MDF 2 | D | no usable J, so column D stands
CHW_CHWP01 | brick:Chilled_Water_Booster_Pump |  | B1.014 VENT PLANT | entity:SSC_B1_014_VENT_PLANT |  |  |  | B | 014 | VENT PLANT | entity:SSC_B-014_Vent-Plant | B.014 VENT PLANT | D | no usable J, so column D stands
CHW_CHWP02 | brick:Chilled_Water_Booster_Pump |  | B1.014 VENT PLANT | entity:SSC_B1_014_VENT_PLANT |  |  |  | B | 014 | VENT PLANT | entity:SSC_B-014_Vent-Plant | B.014 VENT PLANT | D | no usable J, so column D stands
CHW_CHWP03 | brick:Chilled_Water_Booster_Pump |  | B1.014 VENT PLANT | entity:SSC_B1_014_VENT_PLANT |  |  |  | B | 014 | VENT PLANT | entity:SSC_B-014_Vent-Plant | B.014 VENT PLANT | D | no usable J, so column D stands
CHW_CHWP04 | brick:Chilled_Water_Booster_Pump |  | B1.014 VENT PLANT | entity:SSC_B1_014_VENT_PLANT |  |  |  | B | 014 | VENT PLANT | entity:SSC_B-014_Vent-Plant | B.014 VENT PLANT | D | no usable J, so column D stands
GEFB0001 | brick:Exhaust_Fan |  |  | entity:Level7_Office0367 |  | B.008 VENT PLANT | green | B | 008 | VENT PLANT | entity:SSC_B-008_Vent-Plant | B.008 VENT PLANT | J | green row: took the last populated name (J)
KEF-1F-0103 | brick:Exhaust_Fan |  |  | entity:Level7_Office0367 |  | 01.005 KITCHEN | green | 01 | 005 | KITCHEN | entity:SSC_01-005_Kitchen | 1.005 KITCHEN | J | green row: took the last populated name (J)
KEF0303 | brick:Exhaust_Fan |  |  | entity:Level7_Office0367 |  | 03.049 IT OFFICE | green | 03 | 049 | IT OFFICE | entity:SSC_03-049_IT-Office | 3.049 IT OFFICE | J | green row: took the last populated name (J)
TEF-1F-0101 | brick:Exhaust_Fan |  |  | entity:Level7_Office0367 |  | 01.028 CORRIDOR | green | 01 | 028 | CORRIDOR | entity:SSC_01-028_Corridor | 1.028 CORRIDOR | J | green row: took the last populated name (J)
TEF0102 | brick:Exhaust_Fan |  |  | entity:Level7_Office0367 |  | 01.206 CORRIDOR | green | 01 | 206 | CORRIDOR | entity:SSC_01-206_Corridor | 1.206 CORRIDOR | J | green row: took the last populated name (J); 01.206 is not in QF_SSC_Ontology_ver02.xlsx
TEF0301 | brick:Exhaust_Fan |  |  | entity:Level7_Office0367 |  | 03.038 IT SERVER ROOM | green | 03 | 038 | IT SERVER ROOM | entity:SSC_03-038_IT-Server-Room | 3.038 IT SERVER ROOM | J | green row: took the last populated name (J); QF_SSC_Ontology_ver02.xlsx calls 03.038 'SERVER ROOM'
TEF0302 | brick:Exhaust_Fan |  |  | entity:Level7_Office0367 |  | 03.045 JANITOR'S CLOSET | green | 03 | 045 | JANITOR'S CLOSET | entity:SSC_03-045_Janitors-Closet | 3.045 JANITOR S CLOSET | J | green row: took the last populated name (J); QF_SSC_Ontology_ver02.xlsx calls 03.045 'JANITORS CLOSET'
CHW_HE01 | brick:Heat_Exchanger |  | B1.014 VENT PLANT | entity:SSC_B1_014_VENT_PLANT |  |  |  | B | 014 | VENT PLANT | entity:SSC_B-014_Vent-Plant | B.014 VENT PLANT | D | no usable J, so column D stands
CHW_HE02 | brick:Heat_Exchanger |  | B1.014 VENT PLANT | entity:SSC_B1_014_VENT_PLANT |  |  |  | B | 014 | VENT PLANT | entity:SSC_B-014_Vent-Plant | B.014 VENT PLANT | D | no usable J, so column D stands
CHW_HE03 | brick:Heat_Exchanger |  | B1.014 VENT PLANT | entity:SSC_B1_014_VENT_PLANT |  |  |  | B | 014 | VENT PLANT | entity:SSC_B-014_Vent-Plant | B.014 VENT PLANT | D | no usable J, so column D stands
CHW_HE04 | brick:Heat_Exchanger |  | B1.014 VENT PLANT | entity:SSC_B1_014_VENT_PLANT |  |  |  | B | 014 | VENT PLANT | entity:SSC_B-014_Vent-Plant | B.014 VENT PLANT | D | no usable J, so column D stands
CHW_HE05 | brick:Heat_Exchanger |  | B1.014 VENT PLANT | entity:SSC_B1_014_VENT_PLANT |  |  |  | B | 014 | VENT PLANT | entity:SSC_B-014_Vent-Plant | B.014 VENT PLANT | D | no usable J, so column D stands
DX-B-0001 | para:DXUnit |  | B1.005 UPS | entity:SSC_B1_005_UPS |  | B.022 SSP | green | B | 022 | SSP | entity:SSC_B-022_Ssp | B.022 SSP | J | green row: took the last populated name (J); overrides column E (UPS)
DX-B-0002 | para:DXUnit |  | B1.005 UPS | entity:SSC_B1_005_UPS |  | B.022 SSP | green | B | 022 | SSP | entity:SSC_B-022_Ssp | B.022 SSP | J | green row: took the last populated name (J); overrides column E (UPS)
DX-B-0003 | para:DXUnit |  | B1.005 UPS | entity:SSC_B1_005_UPS |  | B.005 UPS |  | B | 005 | UPS | entity:SSC_B-005_UPS | B.005 UPS | J | H has no room number and J has both, so column J stands
DX-B-0004 | para:DXUnit |  | B1.005 UPS | entity:SSC_B1_005_UPS |  | B.005 UPS |  | B | 005 | UPS | entity:SSC_B-005_UPS | B.005 UPS | J | H has no room number and J has both, so column J stands
DXB0005 | para:DXUnit |  | B1.004 MV SWITCH ROOM | entity:SSC_B1_004_MV_SWITCH_ROOM |  | B.004 MV SWITCH ROOM |  | B | 004 | MV SWITCH ROOM | entity:SSC_B-004_MV-Switch-Room | B.004 MV SWITCH ROOM | J | H has no room number and J has both, so column J stands
DX-B-0006 | para:DXUnit |  | B1.004 MV SWITCH ROOM | entity:SSC_B1_004_MV_SWITCH_ROOM |  | B.033 CLOSET | green | B | 033 | CLOSET | entity:SSC_B-033_Closet | B.033 CLOSET | J | green row: took the last populated name (J); overrides column E (MV SWITCH ROOM); B.033 is not in QF_SSC_Ontology_ver02.xlsx
DX-B-0007 | para:DXUnit |  | B1.019 FM STORAGE | entity:SSC_B1_019_FM_STORAGE |  | B.003 TRANSFORMER | green | B | 003 | TRANSFORMER | entity:SSC_B-003_Transformer | B.003 TRANSFORMER | J | green row: took the last populated name (J); overrides column E (FM STORAGE)
DX-B-0008 | para:DXUnit |  | B1.019 FM STORAGE | entity:SSC_B1_019_FM_STORAGE |  | B.003 TRANSFORMER | green | B | 003 | TRANSFORMER | entity:SSC_B-003_Transformer | B.003 TRANSFORMER | J | green row: took the last populated name (J); overrides column E (FM STORAGE)
DX-B-0009 | para:DXUnit |  | B1.020 FM STORAGE | entity:SSC_B1_020_FM_STORAGE |  | B.002 HV ROOM | green | B | 002 | HV ROOM | entity:SSC_B-002_HV-Room | B.002 HV ROOM | J | green row: took the last populated name (J); overrides column E (FM STORAGE)
DX-B-0010 | para:DXUnit |  | B1.021 FM STORAGE | entity:SSC_B1_021_FM_STORAGE |  | B.002 HV ROOM | green | B | 002 | HV ROOM | entity:SSC_B-002_HV-Room | B.002 HV ROOM | J | green row: took the last populated name (J); overrides column E (FM STORAGE)
MV_Generator | para:Generator |  | B1.012 GENERATOR | entity:SSC_B1_012_GENERATOR |  |  |  | B | 012 | GENERATOR | entity:SSC_B-012_Generator | B.012 GENERATOR | D | no usable J, so column D stands

## HQ
Tag No. | Equipment Type | Included/Not Included | D - room per drawings | E - existing ontology name | H - room per VAV/FCU list | J - room per BMS screen | Green | Level | Room ref | Room name | Subject (Dar Cairo shape) | rdfs:label_en | Chosen from | Notes
AHU12_0001 | AHU | Not Included | HQ RF | entity:HQ_RF.001_ROOF |  |  |  | RF | 001 | ROOF | entity:HQ_RF-001_Roof | RF.001 ROOF | D->E | no usable J, so column D stands; D (HQ RF) does not match E - name taken from E; no room number in the picked column - taken from E; QF_HQ_Ontology_draft0.4.xlsx calls RF.001 ''
AHU12_0002 | AHU | Included | HQ RF | entity:HQ_RF.001_ROOF |  |  |  | RF | 001 | ROOF | entity:HQ_RF-001_Roof | RF.001 ROOF | D->E | no usable J, so column D stands; D (HQ RF) does not match E - name taken from E; no room number in the picked column - taken from E; QF_HQ_Ontology_draft0.4.xlsx calls RF.001 ''
AHU12_0003 | AHU | Included | HQ RF | entity:HQ_RF.001_ROOF |  |  |  | RF | 001 | ROOF | entity:HQ_RF-001_Roof | RF.001 ROOF | D->E | no usable J, so column D stands; D (HQ RF) does not match E - name taken from E; no room number in the picked column - taken from E; QF_HQ_Ontology_draft0.4.xlsx calls RF.001 ''
AHU12_0004 | AHU | Not Included | HQ RF | entity:HQ_RF.001_ROOF |  |  |  | RF | 001 | ROOF | entity:HQ_RF-001_Roof | RF.001 ROOF | D->E | no usable J, so column D stands; D (HQ RF) does not match E - name taken from E; no room number in the picked column - taken from E; QF_HQ_Ontology_draft0.4.xlsx calls RF.001 ''
AHU12_0006 | AHU | Not Included | HQ RF | entity:HQ_RF.001_ROOF |  |  |  | RF | 001 | ROOF | entity:HQ_RF-001_Roof | RF.001 ROOF | D->E | no usable J, so column D stands; D (HQ RF) does not match E - name taken from E; no room number in the picked column - taken from E; QF_HQ_Ontology_draft0.4.xlsx calls RF.001 ''
AHU12_0007 | AHU | Not Included | HQ RF | entity:HQ_RF.001_ROOF |  |  |  | RF | 001 | ROOF | entity:HQ_RF-001_Roof | RF.001 ROOF | D->E | no usable J, so column D stands; D (HQ RF) does not match E - name taken from E; no room number in the picked column - taken from E; QF_HQ_Ontology_draft0.4.xlsx calls RF.001 ''
AHU12_0008 | AHU | Not Included | HQ RF | entity:HQ_RF.001_ROOF |  |  |  | RF | 001 | ROOF | entity:HQ_RF-001_Roof | RF.001 ROOF | D->E | no usable J, so column D stands; D (HQ RF) does not match E - name taken from E; no room number in the picked column - taken from E; QF_HQ_Ontology_draft0.4.xlsx calls RF.001 ''
AHU12_0009 | AHU | Not Included | HQ RF | entity:HQ_RF.001_ROOF |  |  |  | RF | 001 | ROOF | entity:HQ_RF-001_Roof | RF.001 ROOF | D->E | no usable J, so column D stands; D (HQ RF) does not match E - name taken from E; no room number in the picked column - taken from E; QF_HQ_Ontology_draft0.4.xlsx calls RF.001 ''
AHU12_0010 | AHU | Not Included | HQ RF | entity:HQ_RF.001_ROOF |  |  |  | RF | 001 | ROOF | entity:HQ_RF-001_Roof | RF.001 ROOF | D->E | no usable J, so column D stands; D (HQ RF) does not match E - name taken from E; no room number in the picked column - taken from E; QF_HQ_Ontology_draft0.4.xlsx calls RF.001 ''
AHU2_0001 | AHU | Not Included | SPA PLANT ROOM 2.302 | entity:HQ_2.302_SPA_PLANTROOM |  |  |  | 2 | 302 | SPA PLANT ROOM | entity:HQ_2-302_Spa-Plant-Room | 2.302 SPA PLANT ROOM | D | no usable J, so column D stands; QF_HQ_Ontology_draft0.4.xlsx calls 2.302 'SPA PLANTROOM'
AHU5_0001 | AHU | Not Included | PLANT ROOM 5.301 | entity:HQ_5.301_PLANT_ROOM |  |  |  | 5 | 301 | PLANT ROOM | entity:HQ_5-301_Plant-Room | 5.301 PLANT ROOM | D | no usable J, so column D stands
AHU5_0002 | AHU | Not Included | PLANT ROOM 5.301 | entity:HQ_5.301_PLANT_ROOM |  |  |  | 5 | 301 | PLANT ROOM | entity:HQ_5-301_Plant-Room | 5.301 PLANT ROOM | D | no usable J, so column D stands
AHU9_0001 | AHU | Not Included | PLANT ROOM 9.111 | entity:HQ_9.111_PLANT_ROOM |  |  |  | 9 | 111 | PLANT ROOM | entity:HQ_9-111_Plant-Room | 9.111 PLANT ROOM | D | no usable J, so column D stands
AHU9_0002 | AHU | Not Included | PLANT ROOM 9.111 | entity:HQ_9.111_PLANT_ROOM |  |  |  | 9 | 111 | PLANT ROOM | entity:HQ_9-111_Plant-Room | 9.111 PLANT ROOM | D | no usable J, so column D stands
AHU9_0003 | AHU | Not Included | AHU ROOM 9.109 | entity:HQ_9.109_AHU_ROOM |  |  |  | 9 | 109 | AHU ROOM | entity:HQ_9-109_AHU-Room | 9.109 AHU ROOM | D | no usable J, so column D stands
AHUB_0001 | AHU | Included | B.001 | entity:HQ_B1.001_AHU_4 |  |  |  | B1 | 001 | AHU 4 | entity:HQ_B1-001_AHU-4 | B1.001 AHU 4 | D->E | no usable J, so column D stands; D is a bare reference with no name - name taken from E
AHUB_0002 | AHU | Included | B.001 | entity:HQ_B1.001_AHU_4 |  |  |  | B1 | 001 | AHU 4 | entity:HQ_B1-001_AHU-4 | B1.001 AHU 4 | D->E | no usable J, so column D stands; D is a bare reference with no name - name taken from E
AHUB_0003 | AHU | Included | B.006 | entity:HQ_B1.006_AHU_1 |  |  |  | B1 | 006 | AHU 1 | entity:HQ_B1-006_AHU-1 | B1.006 AHU 1 | D->E | no usable J, so column D stands; D is a bare reference with no name - name taken from E
AHUB_0004 | AHU | Included | B.006 | entity:HQ_B1.006_AHU_1 |  |  |  | B1 | 006 | AHU 1 | entity:HQ_B1-006_AHU-1 | B1.006 AHU 1 | D->E | no usable J, so column D stands; D is a bare reference with no name - name taken from E
AHUB_0005 | AHU | Included | B.016 | entity:HQ_B1.016_AHU_2 |  |  |  | B1 | 016 | AHU 2 | entity:HQ_B1-016_AHU-2 | B1.016 AHU 2 | D->E | no usable J, so column D stands; D is a bare reference with no name - name taken from E
AHUB_0006 | AHU | Included | B.016 | entity:HQ_B1.016_AHU_2 |  |  |  | B1 | 016 | AHU 2 | entity:HQ_B1-016_AHU-2 | B1.016 AHU 2 | D->E | no usable J, so column D stands; D is a bare reference with no name - name taken from E
AHUB_0007 | AHU | Included | B.022 | entity:HQ_B1.022_AHU_3 |  |  |  | B1 | 022 | AHU 3 | entity:HQ_B1-022_AHU-3 | B1.022 AHU 3 | D->E | no usable J, so column D stands; D is a bare reference with no name - name taken from E
AHUB_0008 | AHU | Included | B.001 | entity:HQ_B1.001_AHU_4 |  |  |  | B1 | 001 | AHU 4 | entity:HQ_B1-001_AHU-4 | B1.001 AHU 4 | D->E | no usable J, so column D stands; D is a bare reference with no name - name taken from E
AHUB_0009 | AHU | Included | B.019 | entity:HQ_B1.019_AHU |  |  |  | B1 | 019 | AHU | entity:HQ_B1-019_AHU | B1.019 AHU | D->E | no usable J, so column D stands; D is a bare reference with no name - name taken from E
AHUB_0010 | AHU | Included | B.019 | entity:HQ_B1.019_AHU |  |  |  | B1 | 019 | AHU | entity:HQ_B1-019_AHU | B1.019 AHU | D->E | no usable J, so column D stands; D is a bare reference with no name - name taken from E
AHUB_0011 | AHU | Included | B.019 | entity:HQ_B1.019_AHU |  |  |  | B1 | 019 | AHU | entity:HQ_B1-019_AHU | B1.019 AHU | D->E | no usable J, so column D stands; D is a bare reference with no name - name taken from E
FCU0001 | FCU | Not Included | IDF ROOM B.512 | entity:HQ_B1.512_IDF_ROOM |  |  |  | B1 | 512 | IDF ROOM | entity:HQ_B1-512_IDF-Room | B1.512 IDF ROOM | D | no usable J, so column D stands
FCU0002 | FCU | Not Included | SECURITY CONTROL B.003 | entity:HQ_B1.003_CONTROL_ROOM | SECURITY CONTROL RM B.003 |  |  | B1 | 003 | CONTROL ROOM | entity:HQ_B1-003_Control-Room | B1.003 CONTROL ROOM | D->E | H carries a room number, so column D stands; D (SECURITY CONTROL) does not match E - name taken from E
FCU0003 | FCU | Included | DOCK MASTER OFFICE B.107 | entity:HQ_B1.107_DOCK_MASTER_OFFICE | DOCKMASTER B.107 |  |  | B1 | 107 | DOCK MASTER OFFICE | entity:HQ_B1-107_Dock-Master-Office | B1.107 DOCK MASTER OFFICE | D | column H was blank in sources/HQ_rooms_B-2F.xlsx, taken from sources/HQ_rooms_3F-Roof.xlsx; H carries a room number, so column D stands
FCU0004 | FCU | Not Included | HH SECURITY B.113 | entity:HQ_B1.113_SHEIKHA_LOBBY_SECURITY_ROOM | HH SECURITY ROOM B.113 | B.116 LOBBY | green | B1 | 116 | SHEIKHA LOBBY | entity:HQ_B1-116_Sheikha-Lobby | B1.116 SHEIKHA LOBBY | J | green row: took the last populated name (J); overrides column E (SHEIKHA LOBBY SECURITY ROOM); B1.116 is spelled 'LOBBY' on other rows; E names it 'SHEIKHA LOBBY', which settles it
FCU0005 | FCU | Not Included | MALE TOILET B.401 | entity:HQ_B1.401_MALE_TOILET | SECURITY CONTROL RM B.003 |  | green | B1 | 003 | CONTROL ROOM | entity:HQ_B1-003_Control-Room | B1.003 CONTROL ROOM | H | column H was blank in sources/HQ_rooms_B-2F.xlsx, taken from sources/HQ_rooms_3F-Roof.xlsx; green row: took the last populated name (H); overrides column E (MALE TOILET); B1.003 is spelled 'SECURITY CONTROL RM' on other rows; E names it 'CONTROL ROOM', which settles it
FCU0006 | FCU | Included | ROOM B.122 | entity:HQ_B1.122_SUPPORT_SPACE_FOOD_STORAGE | FOOD STORAGE B.122 |  |  | B1 | 122 | SUPPORT SPACE FOOD STORAGE | entity:HQ_B1-122_Support-Space-Food-Storage | B1.122 SUPPORT SPACE FOOD STORAGE | D->E | H carries a room number, so column D stands; D (ROOM) does not match E - name taken from E
FCU0007 | FCU | Included | ROOM B.123 | entity:HQ_B1.123_SUPPORT_SPACE_FOOD_STORAGE | FOOD STORAGE B.123 |  |  | B1 | 123 | SUPPORT SPACE FOOD STORAGE | entity:HQ_B1-123_Support-Space-Food-Storage | B1.123 SUPPORT SPACE FOOD STORAGE | D->E | H carries a room number, so column D stands; D (ROOM) does not match E - name taken from E
FCU0008 | FCU | Included | ROOM B.014 | entity:HQ_B1.014_SUPPORT_SPACE_DRY_WASTE_STORAGE | SUPPORT SPACE LOADING B.015 |  | green | B1 | 015 | SUPPORT SPACE LOADING | entity:HQ_B1-015_Support-Space-Loading | B1.015 SUPPORT SPACE LOADING | H | column H was blank in sources/HQ_rooms_B-2F.xlsx, taken from sources/HQ_rooms_3F-Roof.xlsx; green row: took the last populated name (H); overrides column E (SUPPORT SPACE DRY WASTE STORAGE)
FCU0009 | FCU | Included | ROOM B.014 | entity:HQ_B1.014_SUPPORT_SPACE_DRY_WASTE_STORAGE | DRY WASTE STORAGE B.014 |  |  | B1 | 014 | SUPPORT SPACE DRY WASTE STORAGE | entity:HQ_B1-014_Support-Space-Dry-Waste-Storage | B1.014 SUPPORT SPACE DRY WASTE STORAGE | D->E | column H was blank in sources/HQ_rooms_B-2F.xlsx, taken from sources/HQ_rooms_3F-Roof.xlsx; H carries a room number, so column D stands; D (ROOM) does not match E - name taken from E
FCU0010 | FCU | Included | ROOM B.124 | entity:HQ_B1.015_SUPPORT_SPACE_LOADING | WASTE BIN WASH UP B.124 |  | green | B1 | 124 | WASTE BIN WASH UP | entity:HQ_B1-124_Waste-Bin-Wash-Up | B1.124 WASTE BIN WASH UP | H | green row: took the last populated name (H); overrides column E (SUPPORT SPACE LOADING); B1.124 is not in QF_HQ_Ontology_draft0.4.xlsx
FCU0011 | FCU | Included | CHAUFFEUR ROOM B.117 | entity:HQ_B1.117_CHAUFFEUR_ROOM |  | B.117 CHAUFFER ROOM |  | B1 | 117 | CHAUFFER ROOM | entity:HQ_B1-117_Chauffer-Room | B1.117 CHAUFFER ROOM | J | H has no room number and J has both, so column J stands; spelled 'CHAUFFER ROOM' here and 'CHAUFFEUR ROOM' in column E - one is a typo; QF_HQ_Ontology_draft0.4.xlsx calls B1.117 'CHAUFFEUR ROOM'
FCU0012 | FCU | Not Included | IDF ROOM G.531 | entity:HQ_G.531_IDF_ROOM |  |  |  | G | 531 | IDF ROOM | entity:HQ_G-531_IDF-Room | G.531 IDF ROOM | D | no usable J, so column D stands
FCU0013 | FCU | Not Included | IDF ROOM G.531 | entity:HQ_G.531_IDF_ROOM |  | G.531 IDF ROOM |  | G | 531 | IDF ROOM | entity:HQ_G-531_IDF-Room | G.531 IDF ROOM | J | H has no room number and J has both, so column J stands
FCU0014 | FCU | Not Included | IDF ROOM G.512 | entity:HQ_G.512_IDF_ROOM |  |  |  | G | 512 | IDF ROOM | entity:HQ_G-512_IDF-Room | G.512 IDF ROOM | D | no usable J, so column D stands
FCU0015 | FCU | Not Included | NURSERY CONSULT. G.031 | entity:HQ_G.031_PR_&_MARKET_STAFF | PRINT COPY ROOM G.031 | G.031 COPY PRINT |  | G | 031 | PR & MARKET STAFF | entity:HQ_G-031_Pr-And-Market-Staff | G.031 PR AND MARKET STAFF | D->E | H carries a room number, so column D stands; D (NURSERY CONSULT.) does not match E - name taken from E
FCU0016 | FCU | Included | COPY PRINT G.017 | entity:HQ_G.017_COPY_PRINT | PRINT COPY ROOM G.017 |  |  | G | 017 | COPY PRINT | entity:HQ_G-017_Copy-Print | G.017 COPY PRINT | D | H carries a room number, so column D stands
FCU0017 | FCU | Not Included | CONTROL CENTER G.005 | entity:HQ_G.005_EMERGENCY_CONTROL_CENTER | ESCAPE VESTIBULE 0.544 | G.005 CONTROL CENTER | green | G | 005 | EMERGENCY CONTROL CENTER | entity:HQ_G-005_Emergency-Control-Center | G.005 EMERGENCY CONTROL CENTER | J | green row: took the last populated name (J); overrides column E (EMERGENCY CONTROL CENTER); G.005 is spelled 'CONTROL CENTER' on other rows; E names it 'EMERGENCY CONTROL CENTER', which settles it
FCU0018 | FCU | Not Included | VESTIBULE G.511 | entity:HQ_G.511_VESTIBULE | ESCAPE VESTIBULE G.511 |  |  | G | 511 | VESTIBULE | entity:HQ_G-511_Vestibule | G.511 VESTIBULE | D | H carries a room number, so column D stands
FCU0019 | FCU | Not Included | IDF ROOM 1.531 | entity:HQ_1.531_IDF_ROOM |  |  |  | 1 | 531 | IDF ROOM | entity:HQ_1-531_IDF-Room | 1.531 IDF ROOM | D | no usable J, so column D stands
FCU0020 | FCU | Not Included | IDF ROOM 1.531 | entity:HQ_1.531_IDF_ROOM |  |  |  | 1 | 531 | IDF ROOM | entity:HQ_1-531_IDF-Room | 1.531 IDF ROOM | D | no usable J, so column D stands
FCU0021 | FCU | Not Included | IDF ROOM 1.512 | entity:HQ_1.512_IDF_ROOM |  | 1.512 IDF ROOM |  | 1 | 512 | IDF ROOM | entity:HQ_1-512_IDF-Room | 1.512 IDF ROOM | J | H has no room number and J has both, so column J stands
FCU0022 | FCU | Included | PRINT COPY 1.112 | entity:HQ_1.112_PRINT_COPY | PRINT COPY ROOM 1.112 | 1.112 PRINT COPY |  | 1 | 112 | PRINT COPY | entity:HQ_1-112_Print-Copy | 1.112 PRINT COPY | D | H carries a room number, so column D stands
FCU0023 | FCU | Not Included | IDF ROOM 2.531 | entity:HQ_2.531_IDF_ROOM |  |  |  | 2 | 531 | IDF ROOM | entity:HQ_2-531_IDF-Room | 2.531 IDF ROOM | D | no usable J, so column D stands
FCU0024 | FCU | Not Included | IDF ROOM 2.531 | entity:HQ_2.531_IDF_ROOM |  |  |  | 2 | 531 | IDF ROOM | entity:HQ_2-531_IDF-Room | 2.531 IDF ROOM | D | no usable J, so column D stands
FCU0025 | FCU | Not Included | TERRACE 2.701 | entity:HQ_2.701_TERRACE | BRIDGE BR-2 2.701 |  |  | 2 | 701 | TERRACE | entity:HQ_2-701_Terrace | 2.701 TERRACE | D | H carries a room number, so column D stands
FCU0026 | FCU | Not Included | TERRACE 2.701 | entity:HQ_2.701_TERRACE | BRIDGE BR-2 2.701 |  |  | 2 | 701 | TERRACE | entity:HQ_2-701_Terrace | 2.701 TERRACE | D | H carries a room number, so column D stands
FCU0027 | FCU | Not Included | TERRACE 2.701 | entity:HQ_2.701_TERRACE | BRIDGE BR-2 2.701 |  |  | 2 | 701 | TERRACE | entity:HQ_2-701_Terrace | 2.701 TERRACE | D | H carries a room number, so column D stands
FCU0028 | FCU | Included | PRINT COPY 2.103 | entity:HQ_2.103_PRINT_COPY | PRINT COPY ROOM 2.103 |  |  | 2 | 103 | PRINT COPY | entity:HQ_2-103_Print-Copy | 2.103 PRINT COPY | D | H carries a room number, so column D stands
FCU0029 | FCU | Not Included | SPA LOUNGE BAR 2.207 | entity:HQ_2.207_SPA_LOUNGE_BAR | LOUNGE 2.207 |  |  | 2 | 207 | SPA LOUNGE BAR | entity:HQ_2-207_Spa-Lounge-Bar | 2.207 SPA LOUNGE BAR | D | H carries a room number, so column D stands
FCU0030 | FCU | Not Included | SPA LOUNGE BAR 2.207 | entity:HQ_2.207_SPA_LOUNGE_BAR |  |  |  | 2 | 207 | SPA LOUNGE BAR | entity:HQ_2-207_Spa-Lounge-Bar | 2.207 SPA LOUNGE BAR | D | no usable J, so column D stands
FCU0031 | FCU | Not Included | SPA FITNESS STUDIO 2.208 | entity:HQ_2.208_SPA_FITNESS_DTUDIO | FITNESS STUDIO 2.208 |  |  | 2 | 208 | SPA FITNESS STUDIO | entity:HQ_2-208_Spa-Fitness-Studio | 2.208 SPA FITNESS STUDIO | D | H carries a room number, so column D stands; spelled 'SPA FITNESS STUDIO' here and 'SPA FITNESS DTUDIO' in column E - one is a typo; QF_HQ_Ontology_draft0.4.xlsx calls 2.208 'SPA FITNESS DTUDIO'
FCU0032 | FCU | Not Included | SPA FITNESS STUDIO 2.208 | entity:HQ_2.208_SPA_FITNESS_DTUDIO |  |  |  | 2 | 208 | SPA FITNESS STUDIO | entity:HQ_2-208_Spa-Fitness-Studio | 2.208 SPA FITNESS STUDIO | D | no usable J, so column D stands; spelled 'SPA FITNESS STUDIO' here and 'SPA FITNESS DTUDIO' in column E - one is a typo; QF_HQ_Ontology_draft0.4.xlsx calls 2.208 'SPA FITNESS DTUDIO'
FCU0033 | FCU | Not Included | SPA FITNESS STUDIO 2.208 | entity:HQ_2.208_SPA_FITNESS_DTUDIO |  |  |  | 2 | 208 | SPA FITNESS STUDIO | entity:HQ_2-208_Spa-Fitness-Studio | 2.208 SPA FITNESS STUDIO | D | no usable J, so column D stands; spelled 'SPA FITNESS STUDIO' here and 'SPA FITNESS DTUDIO' in column E - one is a typo; QF_HQ_Ontology_draft0.4.xlsx calls 2.208 'SPA FITNESS DTUDIO'
FCU0034 | FCU | Not Included | SPA OFFICE 2.209 | entity:HQ_2.209_SPA_OFFICE | OFFICE 2.209 | 2.209 SPA OFFICE |  | 2 | 209 | SPA OFFICE | entity:HQ_2-209_Spa-Office | 2.209 SPA OFFICE | D | H carries a room number, so column D stands
FCU0035 | FCU | Not Included | STAFF FEMALE WC 2.210 | entity:HQ_2.21_SPA_STAFF_WAITING_AREA | STAFF WAFTING ROOM 2.210 | 2.210 |  | 2 | 210 | SPA STAFF WAITING AREA | entity:HQ_2-210_Spa-Staff-Waiting-Area | 2.210 SPA STAFF WAITING AREA | D->E | H carries a room number, so column D stands; D (STAFF FEMALE WC) does not match E - name taken from E
FCU0036 | FCU | Not Included | SPA. FM BEAUTY SALON 2.211 | entity:HQ_2.211_SPA_FEMALE_BEAUTY_SALON | BEAUTY SALON 2.211 | 2.211 SPA FM BEAUTY SALON |  | 2 | 211 | SPA FEMALE BEAUTY SALON | entity:HQ_2-211_Spa-Female-Beauty-Salon | 2.211 SPA FEMALE BEAUTY SALON | D->E | H carries a room number, so column D stands; D (SPA. FM BEAUTY SALON) does not match E - name taken from E
FCU0037 | FCU | Not Included | SPA. FM BEAUTY SALON 2.211 | entity:HQ_2.211_SPA_FEMALE_BEAUTY_SALON |  |  |  | 2 | 211 | SPA FEMALE BEAUTY SALON | entity:HQ_2-211_Spa-Female-Beauty-Salon | 2.211 SPA FEMALE BEAUTY SALON | D->E | no usable J, so column D stands; D (SPA. FM BEAUTY SALON) does not match E - name taken from E
FCU0038 | FCU | Not Included | SPA FM TREATMENT 2.212 | entity:HQ_2.212_SPA_FM_TREATMENT_1 | TREATMENT ROOM 2.212 | 2.212 |  | 2 | 212 | SPA FM TREATMENT 1 | entity:HQ_2-212_Spa-Fm-Treatment-1 | 2.212 SPA FM TREATMENT 1 | D->E | H carries a room number, so column D stands; D (SPA FM TREATMENT) does not match E - name taken from E
FCU0039 | FCU | Not Included | SPA CHANGING ROOM 2.213 | entity:HQ_2.213_SPA_CHANGING_ROOM | CHANGING ROOM 2.213 | 2.213 |  | 2 | 213 | SPA CHANGING ROOM | entity:HQ_2-213_Spa-Changing-Room | 2.213 SPA CHANGING ROOM | D | H carries a room number, so column D stands
FCU0040 | FCU | Not Included | SPA CHANGING ROOM 2.213 | entity:HQ_2.213_SPA_CHANGING_ROOM |  |  |  | 2 | 213 | SPA CHANGING ROOM | entity:HQ_2-213_Spa-Changing-Room | 2.213 SPA CHANGING ROOM | D | no usable J, so column D stands
FCU0041 | FCU | Not Included | SPA FM TREATMENT 2.214 | entity:HQ_2.214_SPA_FM_TREATMENT_2 | TREATMENT ROOM 2.214 |  |  | 2 | 214 | SPA FM TREATMENT 2 | entity:HQ_2-214_Spa-Fm-Treatment-2 | 2.214 SPA FM TREATMENT 2 | D->E | H carries a room number, so column D stands; D (SPA FM TREATMENT) does not match E - name taken from E
FCU0042 | FCU | Not Included | SPA FM TREATMENT 2.215 | entity:HQ_2.215_SPA_FM_TREATMENT_3 | TREATMENT ROOM 2.215 | 2.215 |  | 2 | 215 | SPA FM TREATMENT 3 | entity:HQ_2-215_Spa-Fm-Treatment-3 | 2.215 SPA FM TREATMENT 3 | D->E | H carries a room number, so column D stands; D (SPA FM TREATMENT) does not match E - name taken from E
FCU0043 | FCU | Not Included | SPA FM RELAXATION 2.216 | entity:HQ_2.216_SPA_FM_RELAXATION | RELAXATION 2.216 |  |  | 2 | 216 | SPA FM RELAXATION | entity:HQ_2-216_Spa-Fm-Relaxation | 2.216 SPA FM RELAXATION | D | H carries a room number, so column D stands
FCU0044 | FCU | Not Included | SPA FM RELAXATION 2.216 | entity:HQ_2.216_SPA_FM_RELAXATION |  | 2.216 SPA FM RELAXATION |  | 2 | 216 | SPA FM RELAXATION | entity:HQ_2-216_Spa-Fm-Relaxation | 2.216 SPA FM RELAXATION | J | H has no room number and J has both, so column J stands
FCU0045 | FCU | Not Included | SPA MALE RELAXATION 2.201 | entity:HQ_2.201_SPA_MALE_RELAXATION | RELAXATION 2.201 |  |  | 2 | 201 | SPA MALE RELAXATION | entity:HQ_2-201_Spa-Male-Relaxation | 2.201 SPA MALE RELAXATION | D | H carries a room number, so column D stands
FCU0046 | FCU | Not Included | SPA MALE RELAXATION 2.201 | entity:HQ_2.201_SPA_MALE_RELAXATION |  |  |  | 2 | 201 | SPA MALE RELAXATION | entity:HQ_2-201_Spa-Male-Relaxation | 2.201 SPA MALE RELAXATION | D | no usable J, so column D stands
FCU0047 | FCU | Not Included | SPA MALE RELAXATION 2.201 | entity:HQ_2.201_SPA_MALE_RELAXATION |  |  |  | 2 | 201 | SPA MALE RELAXATION | entity:HQ_2-201_Spa-Male-Relaxation | 2.201 SPA MALE RELAXATION | D | no usable J, so column D stands
FCU0048 | FCU | Not Included | SPA MALE TREATMENT 3 2.202 | entity:HQ_2.202_SPA_MALE_TREATMENT_3 | TREATMENT ROOM 2.202 |  |  | 2 | 202 | SPA MALE TREATMENT 3 | entity:HQ_2-202_Spa-Male-Treatment-3 | 2.202 SPA MALE TREATMENT 3 | D | H carries a room number, so column D stands
FCU0049 | FCU | Not Included | SPA MALE TREATMENT 2 2.203 | entity:HQ_2.203_SPA_MALE_TREATMENT_2 | TREATMENT ROOM 2.203 |  |  | 2 | 203 | SPA MALE TREATMENT 2 | entity:HQ_2-203_Spa-Male-Treatment-2 | 2.203 SPA MALE TREATMENT 2 | D | H carries a room number, so column D stands
FCU0050 | FCU | Not Included | SPA MALE TREATMENT 1 2.204 | entity:HQ_2.204_SPA_MALE_TREATMENT_1 | TREATMENT ROOM 2.204 |  |  | 2 | 204 | SPA MALE TREATMENT 1 | entity:HQ_2-204_Spa-Male-Treatment-1 | 2.204 SPA MALE TREATMENT 1 | D | H carries a room number, so column D stands
FCU0051 | FCU | Not Included | MALE CHANGING ROOM 2.205 | entity:HQ_2.205_SPA_MALE_CHANGING_ROOM | CHANGING ROOM 2.205 |  |  | 2 | 205 | SPA MALE CHANGING ROOM | entity:HQ_2-205_Spa-Male-Changing-Room | 2.205 SPA MALE CHANGING ROOM | D->E | H carries a room number, so column D stands; D (MALE CHANGING ROOM) does not match E - name taken from E
FCU0052 | FCU | Not Included | MALE CHANGING ROOM 2.205 | entity:HQ_2.205_SPA_MALE_CHANGING_ROOM |  |  |  | 2 | 205 | SPA MALE CHANGING ROOM | entity:HQ_2-205_Spa-Male-Changing-Room | 2.205 SPA MALE CHANGING ROOM | D->E | no usable J, so column D stands; D (MALE CHANGING ROOM) does not match E - name taken from E
FCU0053 | FCU | Not Included | SPA ENTRANCE 2.206 | entity:HQ_2.206_SPA_ENTRANCE | ENTRANCE 2.206 |  |  | 2 | 206 | SPA ENTRANCE | entity:HQ_2-206_Spa-Entrance | 2.206 SPA ENTRANCE | D | H carries a room number, so column D stands
FCU0054 | FCU | Not Included | SPA LOBBY 2.603 | entity:HQ_2.603_SPA_LOBBY | LOBBY 2.603 |  |  | 2 | 603 | SPA LOBBY | entity:HQ_2-603_Spa-Lobby | 2.603 SPA LOBBY | D | H carries a room number, so column D stands
FCU0055 | FCU | Not Included | SPA LOBBY 2.603 | entity:HQ_2.603_SPA_LOBBY |  |  |  | 2 | 603 | SPA LOBBY | entity:HQ_2-603_Spa-Lobby | 2.603 SPA LOBBY | D | no usable J, so column D stands
FCU0056 | FCU | Not Included | IDF ROOM 2.512 | entity:HQ_2.512_MECHANICAL_ROOM |  |  |  | 2 | 512 | MECHANICAL ROOM | entity:HQ_2-512_Mechanical-Room | 2.512 MECHANICAL ROOM | D->E | no usable J, so column D stands; D (IDF ROOM) does not match E - name taken from E
FCU0057 | FCU | Not Included | SPA PLANT ROOM 2.302 | entity:HQ_2.302_SPA_PLANTROOM | PLANT ROOM SE |  |  | 2 | 302 | SPA PLANT ROOM | entity:HQ_2-302_Spa-Plant-Room | 2.302 SPA PLANT ROOM | D | no usable J, so column D stands; QF_HQ_Ontology_draft0.4.xlsx calls 2.302 'SPA PLANTROOM'
FCU0058 | FCU | Not Included | SPA PLANT ROOM 2.302 | entity:HQ_2.302_SPA_PLANTROOM | PLANT ROOM SE | 2.311 SPA MALE HEAT EXP | green | 2 | 311 | SPA MALE HEAT EXP | entity:HQ_2-311_Spa-Male-Heat-Exp | 2.311 SPA MALE HEAT EXP | J | green row: took the last populated name (J); overrides column E (SPA PLANTROOM); QF_HQ_Ontology_draft0.4.xlsx calls 2.311 'SPA FM HEAT EXP'
FCU0059 | FCU | Not Included | IDF ROOM 3.531 | entity:HQ_3.531_IDF_ROOM |  | 3.531 IDF ROOM |  | 3 | 531 | IDF ROOM | entity:HQ_3-531_IDF-Room | 3.531 IDF ROOM | J | H has no room number and J has both, so column J stands
FCU0060 | FCU | Not Included | IDF ROOM 3.531 | entity:HQ_3.531_IDF_ROOM |  |  |  | 3 | 531 | IDF ROOM | entity:HQ_3-531_IDF-Room | 3.531 IDF ROOM | D | no usable J, so column D stands
FCU0061 | FCU | Not Included | IDF ROOM 3.512 | entity:HQ_3.512_IDF_ROOM |  | 3.512 IDF ROOM |  | 3 | 512 | IDF ROOM | entity:HQ_3-512_IDF-Room | 3.512 IDF ROOM | J | H has no room number and J has both, so column J stands
FCU0062 | FCU | Included | COPY/PRINT 3.203 | entity:HQ_3.203_COPYPRINT | PRINT COPY ROOM 3.203 | 3.203 COPY/PRINT |  | 3 | 203 | COPY/PRINT | entity:HQ_3-203_Copy-Print | 3.203 COPY PRINT | D | H carries a room number, so column D stands; QF_HQ_Ontology_draft0.4.xlsx calls 3.203 'COPYPRINT'
FCU0063 | FCU | Included | PRINT COPY 3.103 | entity:HQ_3.103_PRINT_COPY | PRINT COPY ROOM 3.103 | 3.103 PRINT COPY |  | 3 | 103 | PRINT COPY | entity:HQ_3-103_Print-Copy | 3.103 PRINT COPY | D | H carries a room number, so column D stands
FCU0064 | FCU | Not Included | CORRIDOR BRIDGE 3.63 | entity:HQ_3.603_CORRIDOR_BRIDGE | BRIDGE BR-3B 3.63 | 3.63 CORRIDOR BRIDGE | green | 3 | 630 | CORRIDOR BRIDGE | entity:HQ_3-630_Corridor-Bridge | 3.630 CORRIDOR BRIDGE | J | column H was blank in sources/HQ_rooms_3F-Roof.xlsx, taken from sources/HQ_rooms_B-2F.xlsx; green row: took the last populated name (J); 3.630 is not in QF_HQ_Ontology_draft0.4.xlsx
FCU0065 | FCU | Not Included | CORRIDOR BRIDGE 3.63 | entity:HQ_3.603_CORRIDOR_BRIDGE | BRIDGE BR-3B 3.63 | 3.63 CORRIDOR BRIDGE | green | 3 | 630 | CORRIDOR BRIDGE | entity:HQ_3-630_Corridor-Bridge | 3.630 CORRIDOR BRIDGE | J | column H was blank in sources/HQ_rooms_3F-Roof.xlsx, taken from sources/HQ_rooms_B-2F.xlsx; green row: took the last populated name (J); 3.630 is not in QF_HQ_Ontology_draft0.4.xlsx
FCU0066 | FCU | Not Included | CORRIDOR BRIDGE 3.63 | entity:HQ_3.603_CORRIDOR_BRIDGE | BRIDGE BR-3B 3.63 | 3.63 CORRIDOR BRIDGE | green | 3 | 630 | CORRIDOR BRIDGE | entity:HQ_3-630_Corridor-Bridge | 3.630 CORRIDOR BRIDGE | J | column H was blank in sources/HQ_rooms_3F-Roof.xlsx, taken from sources/HQ_rooms_B-2F.xlsx; green row: took the last populated name (J); 3.630 is not in QF_HQ_Ontology_draft0.4.xlsx
FCU0067 | FCU | Included | NORTH EAST ZONE | entity:HQ_5.602_BRIDGE | BRIDGE BR-3 |  | green | 5 | 602 | BRIDGE | entity:HQ_5-602_Bridge | 5.602 BRIDGE | H | column H was blank in sources/HQ_rooms_3F-Roof.xlsx, taken from sources/HQ_rooms_B-2F.xlsx; green row: took the last populated name (H); overrides column E (BRIDGE); no reference on the screen - taken from E (5.602); the screen names this room without numbering it and the register does not name it anywhere else, so 5.602 is borrowed from the same row - needs a check; 5.602 is spelled 'BRIDGE BR-3' on other rows; E names it 'BRIDGE', which settles it
FCU0068 | FCU | Included | NORTH EAST ZONE | entity:HQ_5.602_BRIDGE | BRIDGE BR-3 |  | green | 5 | 602 | BRIDGE | entity:HQ_5-602_Bridge | 5.602 BRIDGE | H | column H was blank in sources/HQ_rooms_3F-Roof.xlsx, taken from sources/HQ_rooms_B-2F.xlsx; green row: took the last populated name (H); overrides column E (BRIDGE); no reference on the screen - taken from E (5.602); the screen names this room without numbering it and the register does not name it anywhere else, so 5.602 is borrowed from the same row - needs a check; 5.602 is spelled 'BRIDGE BR-3' on other rows; E names it 'BRIDGE', which settles it
FCU0069 | FCU | Included | NORTH EAST ZONE | entity:HQ_5.602_BRIDGE | BRIDGE BR-3 |  | green | 5 | 602 | BRIDGE | entity:HQ_5-602_Bridge | 5.602 BRIDGE | H | column H was blank in sources/HQ_rooms_3F-Roof.xlsx, taken from sources/HQ_rooms_B-2F.xlsx; green row: took the last populated name (H); overrides column E (BRIDGE); no reference on the screen - taken from E (5.602); the screen names this room without numbering it and the register does not name it anywhere else, so 5.602 is borrowed from the same row - needs a check; 5.602 is spelled 'BRIDGE BR-3' on other rows; E names it 'BRIDGE', which settles it
FCU0070 | FCU | Included | NORTH EAST ZONE | entity:HQ_5.602_BRIDGE | BRIDGE BR-3 |  | green | 5 | 602 | BRIDGE | entity:HQ_5-602_Bridge | 5.602 BRIDGE | H | column H was blank in sources/HQ_rooms_3F-Roof.xlsx, taken from sources/HQ_rooms_B-2F.xlsx; green row: took the last populated name (H); overrides column E (BRIDGE); no reference on the screen - taken from E (5.602); the screen names this room without numbering it and the register does not name it anywhere else, so 5.602 is borrowed from the same row - needs a check; 5.602 is spelled 'BRIDGE BR-3' on other rows; E names it 'BRIDGE', which settles it
FCU0071 | FCU | Not Included | IDF ROOM 04.531 | entity:HQ_4.531_IDF_ROOM |  |  |  | 4 | 531 | IDF ROOM | entity:HQ_4-531_IDF-Room | 4.531 IDF ROOM | D | no usable J, so column D stands
FCU0072 | FCU | Not Included | IDF ROOM 04.531 | entity:HQ_4.531_IDF_ROOM |  | 4.105 PANTRY | green | 4 | 105 | PANTRY | entity:HQ_4-105_Pantry | 4.105 PANTRY | J | green row: took the last populated name (J); overrides column E (IDF ROOM); QF_HQ_Ontology_draft0.4.xlsx calls 4.105 'JAN JANITORS CLOSET'
FCU0073 | FCU | Not Included | IDF ROOM 04.512 | entity:HQ_4.512_IDF_ROOM |  | 4.512 IDF ROOM |  | 4 | 512 | IDF ROOM | entity:HQ_4-512_IDF-Room | 4.512 IDF ROOM | J | H has no room number and J has both, so column J stands
FCU0074 | FCU | Included | PRINT COPY 05.202 | entity:HQ_5.202_PRINT_COPY | PRINT COPY ROOM 04.202 | 4.202 PRINT COPY | green | 4 | 202 | PRINT COPY | entity:HQ_4-202_Print-Copy | 4.202 PRINT COPY | J | green row: took the last populated name (J)
FCU0075 | FCU | Not Included | GSM ROOM 05.214 | entity:HQ_5.214_GSM_ROOM | GSM ROOM 04.214 | 4.214 GSM ROOM | green | 4 | 214 | GSM ROOM | entity:HQ_4-214_Gsm-Room | 4.214 GSM ROOM | J | green row: took the last populated name (J)
FCU0076 | FCU | Not Included | GSM ROOM 05.214 | entity:HQ_5.214_GSM_ROOM | GSM ROOM 04.214 | 4.214 GSM ROOM | green | 4 | 214 | GSM ROOM | entity:HQ_4-214_Gsm-Room | 4.214 GSM ROOM | J | green row: took the last populated name (J)
FCU0077 | FCU | Included | VP ADM TERRACE 04.701 | entity:HQ_4.701_VP_ADM_TERRACE | BRIDGE BR-5 04.701 |  |  | 4 | 701 | VP ADM TERRACE | entity:HQ_4-701_Vp-Adm-Terrace | 4.701 VP ADM TERRACE | D | H carries a room number, so column D stands
FCU0078 | FCU | Included | VP ADM TERRACE 04.701 | entity:HQ_4.701_VP_ADM_TERRACE | BRIDGE BR-5 04.701 |  |  | 4 | 701 | VP ADM TERRACE | entity:HQ_4-701_Vp-Adm-Terrace | 4.701 VP ADM TERRACE | D | H carries a room number, so column D stands
FCU0079 | FCU | Included | VP ADM TERRACE 04.701 | entity:HQ_4.701_VP_ADM_TERRACE | BRIDGE BR-5 04.701 |  |  | 4 | 701 | VP ADM TERRACE | entity:HQ_4-701_Vp-Adm-Terrace | 4.701 VP ADM TERRACE | D | H carries a room number, so column D stands
FCU0080 | FCU | Included | VP ADM TERRACE 04.701 | entity:HQ_4.701_VP_ADM_TERRACE | BRIDGE BR-5 04.701 |  |  | 4 | 701 | VP ADM TERRACE | entity:HQ_4-701_Vp-Adm-Terrace | 4.701 VP ADM TERRACE | D | H carries a room number, so column D stands
FCU0081 | FCU | Not Included | TERRACE 04.702 | entity:HQ_4.702_TERRACE | BRIDGE BR-4 04.702 | 4.702 TERRACE |  | 4 | 702 | TERRACE | entity:HQ_4-702_Terrace | 4.702 TERRACE | D | H carries a room number, so column D stands
FCU0082 | FCU | Not Included | TERRACE 04.703 | entity:HQ_4.703_TERRACE | BRIDGE BR-4 04.703 | 4.703 TERRACE |  | 4 | 703 | TERRACE | entity:HQ_4-703_Terrace | 4.703 TERRACE | D | H carries a room number, so column D stands
FCU0083 | FCU | Not Included | TERRACE 04.702 | entity:HQ_4.702_TERRACE | BRIDGE BR-4 04.702 | 4.702 TERRACE |  | 4 | 702 | TERRACE | entity:HQ_4-702_Terrace | 4.702 TERRACE | D | H carries a room number, so column D stands
FCU0084 | FCU | Included | PRINT COPY 04.110 | entity:HQ_4.11_PRINT_COPY | PRINT COPY ROOM 04.110 | 4.110 PRINT COPY |  | 4 | 110 | PRINT COPY | entity:HQ_4-110_Print-Copy | 4.110 PRINT COPY | D | H carries a room number, so column D stands
FCU0085 | FCU | Not Included | IDF ROOM 5.531 | entity:HQ_5.531_IDF_ROOM |  | 5.531 IDF ROOM |  | 5 | 531 | IDF ROOM | entity:HQ_5-531_IDF-Room | 5.531 IDF ROOM | J | H has no room number and J has both, so column J stands
FCU0086 | FCU | Not Included | IDF ROOM 5.531 | entity:HQ_5.531_IDF_ROOM |  | 5.531 IDF ROOM |  | 5 | 531 | IDF ROOM | entity:HQ_5-531_IDF-Room | 5.531 IDF ROOM | J | H has no room number and J has both, so column J stands
FCU0087 | FCU | Not Included | IDF ROOM 5.512 | entity:HQ_5.512_IDF_ROOM |  | 5.512 IDF ROOM |  | 5 | 512 | IDF ROOM | entity:HQ_5-512_IDF-Room | 5.512 IDF ROOM | J | H has no room number and J has both, so column J stands
FCU0088 | FCU | Included | PRINT COPY 5.103 | entity:HQ_5.103_PRINT_COPY | PRINT COPY ROOM 5.103 | 5.103 PRINT COPY |  | 5 | 103 | PRINT COPY | entity:HQ_5-103_Print-Copy | 5.103 PRINT COPY | D | H carries a room number, so column D stands
FCU0089 | FCU | Not Included | BRIDGE 06.604 | entity:HQ_6.604_BRIDGE_CORRIDOR | BRIDGE BR-6 06.604 | BRIDGE 06.604 |  | 6 | 604 | BRIDGE CORRIDOR | entity:HQ_6-604_Bridge-Corridor | 6.604 BRIDGE CORRIDOR | D->E | H carries a room number, so column D stands; D (BRIDGE) does not match E - name taken from E
FCU0090 | FCU | Not Included | BRIDGE 06.604 | entity:HQ_6.604_BRIDGE_CORRIDOR | BRIDGE BR-6 06.604 | BRIDGE 06.604 |  | 6 | 604 | BRIDGE CORRIDOR | entity:HQ_6-604_Bridge-Corridor | 6.604 BRIDGE CORRIDOR | D->E | H carries a room number, so column D stands; D (BRIDGE) does not match E - name taken from E
FCU0091 | FCU | Not Included | BRIDGE 06.604 | entity:HQ_6.604_BRIDGE_CORRIDOR | BRIDGE BR-6 06.604 | BRIDGE 06.604 |  | 6 | 604 | BRIDGE CORRIDOR | entity:HQ_6-604_Bridge-Corridor | 6.604 BRIDGE CORRIDOR | D->E | H carries a room number, so column D stands; D (BRIDGE) does not match E - name taken from E
FCU0092 | FCU | Not Included | BRIDGE 5.602 | entity:HQ_5.602_BRIDGE | BRIDGE BR-7 5.602 | BRIDGE 5.602 |  | 5 | 602 | BRIDGE | entity:HQ_5-602_Bridge | 5.602 BRIDGE | D | H carries a room number, so column D stands
FCU0093 | FCU | Not Included | BRIDGE 5.602 | entity:HQ_5.602_BRIDGE | BRIDGE BR-7 5.602 | BRIDGE 5.602 |  | 5 | 602 | BRIDGE | entity:HQ_5-602_Bridge | 5.602 BRIDGE | D | H carries a room number, so column D stands
FCU0094 | FCU | Not Included | BRIDGE 5.602 | entity:HQ_5.602_BRIDGE | BRIDGE BR-7 5.602 | BRIDGE 5.602 |  | 5 | 602 | BRIDGE | entity:HQ_5-602_Bridge | 5.602 BRIDGE | D | H carries a room number, so column D stands
FCU0095 | FCU | Not Included | BRIDGE 5.602 | entity:HQ_5.602_BRIDGE | BRIDGE BR-7 5.602 | BRIDGE 5.602 |  | 5 | 602 | BRIDGE | entity:HQ_5-602_Bridge | 5.602 BRIDGE | D | H carries a room number, so column D stands
FCU0096 | FCU | Not Included | IDF ROOM 06.531 | entity:HQ_6.531_IDF_ROOM |  | 6.531 IDF ROOM |  | 6 | 531 | IDF ROOM | entity:HQ_6-531_IDF-Room | 6.531 IDF ROOM | J | H has no room number and J has both, so column J stands
FCU0097 | FCU |  | NOT FOUND ON THE DRAWING OR SCHEDULE |  | IDF ROOM B.512 | B.512 IDF ROOM | green | B1 | 512 | IDF ROOM | entity:HQ_B1-512_IDF-Room | B1.512 IDF ROOM | J | green row: took the last populated name (J)
FCU0098 | FCU | Not Included | IDF ROOM 06.512 | entity:HQ_6.512_IDF_ROOM |  | 6.512 IDF ROOM |  | 6 | 512 | IDF ROOM | entity:HQ_6-512_IDF-Room | 6.512 IDF ROOM | J | H has no room number and J has both, so column J stands
FCU0099 | FCU | Not Included | BRIDGE 07.602 | entity:HQ_7.602_BRIDGE | BRIDGE BR-8 07.602 | BRIDGE 07.602 |  | 7 | 602 | BRIDGE | entity:HQ_7-602_Bridge | 7.602 BRIDGE | D | H carries a room number, so column D stands
FCU0100 | FCU | Not Included | BRIDGE 07.602 | entity:HQ_7.602_BRIDGE | BRIDGE BR-8 07.602 | BRIDGE 07.602 |  | 7 | 602 | BRIDGE | entity:HQ_7-602_Bridge | 7.602 BRIDGE | D | H carries a room number, so column D stands
FCU0101 | FCU | Not Included | BRIDGE 07.602 | entity:HQ_7.602_BRIDGE | BRIDGE BR-8 07.602 | BRIDGE 07.602 |  | 7 | 602 | BRIDGE | entity:HQ_7-602_Bridge | 7.602 BRIDGE | D | H carries a room number, so column D stands
FCU0102 | FCU | Included | PRINT COPY 06.104 | entity:HQ_6.104_PRINT_COPY | PRINT COPY ROOM 06.104 | 6.104 PRINT COPY |  | 6 | 104 | PRINT COPY | entity:HQ_6-104_Print-Copy | 6.104 PRINT COPY | D | H carries a room number, so column D stands
FCU0103 | FCU | Included | PRINT COPY 06.208 | entity:HQ_6.208_PRINT_COPY | PRINT COPY ROOM 06.208 | 6.208 PRINT COPY |  | 6 | 208 | PRINT COPY | entity:HQ_6-208_Print-Copy | 6.208 PRINT COPY | D | H carries a room number, so column D stands
FCU0104 | FCU | Not Included | IDF ROOM 7.531 | entity:HQ_7.531_IDF_ROOM |  | 7.531 IDF ROOM |  | 7 | 531 | IDF ROOM | entity:HQ_7-531_IDF-Room | 7.531 IDF ROOM | J | H has no room number and J has both, so column J stands
FCU0105 | FCU | Not Included | IDF ROOM 7.531 | entity:HQ_7.531_IDF_ROOM |  | 7.531 IDF ROOM |  | 7 | 531 | IDF ROOM | entity:HQ_7-531_IDF-Room | 7.531 IDF ROOM | J | H has no room number and J has both, so column J stands
FCU0106 | FCU | Not Included | IDF ROOM 7.512 | entity:HQ_7.512_IDF_ROOM |  | 7.512 IDF ROOM |  | 7 | 512 | IDF ROOM | entity:HQ_7-512_IDF-Room | 7.512 IDF ROOM | J | H has no room number and J has both, so column J stands
FCU0107 | FCU | Included | PRINT COPY 7.101 | entity:HQ_7.101_PRINT_COPY | PRINT COPY ROOM 7.101 | 7.101 PRINT COPY |  | 7 | 101 | PRINT COPY | entity:HQ_7-101_Print-Copy | 7.101 PRINT COPY | D | H carries a room number, so column D stands
FCU0108 | FCU | Included | PRINT COPY 7.104 | entity:HQ_7.104_PRINT_COPY | PRINT COPY ROOM 7.104 | 7.104 PRINT COPY |  | 7 | 104 | PRINT COPY | entity:HQ_7-104_Print-Copy | 7.104 PRINT COPY | D | H carries a room number, so column D stands
FCU0109 | FCU | Not Included | IDF ROOM 8.512 | entity:HQ_8.512_IDF_ROOM |  | 8.512 IDF ROOM |  | 8 | 512 | IDF ROOM | entity:HQ_8-512_IDF-Room | 8.512 IDF ROOM | J | H has no room number and J has both, so column J stands
FCU0110 | FCU | Not Included | IDF ROOM 9.531 | entity:HQ_9.531_IDF_ROOM |  |  |  | 9 | 531 | IDF ROOM | entity:HQ_9-531_IDF-Room | 9.531 IDF ROOM | D | no usable J, so column D stands
FCU0111 | FCU | Not Included | IDF ROOM G.512 | entity:HQ_G.512_IDF_ROOM |  |  |  | G | 512 | IDF ROOM | entity:HQ_G-512_IDF-Room | G.512 IDF ROOM | D | no usable J, so column D stands
FCU0112 | FCU | Not Included | IDF ROOM 9.512 | entity:HQ_9.512_IDF_ROOM |  | 9.512 IDF ROOM |  | 9 | 512 | IDF ROOM | entity:HQ_9-512_IDF-Room | 9.512 IDF ROOM | J | H has no room number and J has both, so column J stands
FCU0113 | FCU | Not Included | IDF ROOM 10.531 | entity:HQ_10.531_IDF_ROOM |  | 10.531 IDF ROOM |  | 10 | 531 | IDF ROOM | entity:HQ_10-531_IDF-Room | 10.531 IDF ROOM | J | H has no room number and J has both, so column J stands
FCU0114 | FCU | Not Included | STAFF LOUNGE STORAGE 1.114 | entity:HQ_1.114_STAFF_LOUNGE_STORAGE | IDF ROOM 01.512 | 1.114 STAFF LOUNGE STORAGE | green | 1 | 114 | STAFF LOUNGE STORAGE | entity:HQ_1-114_Staff-Lounge-Storage | 1.114 STAFF LOUNGE STORAGE | J | green row: took the last populated name (J)
FCU0115 | FCU | Not Included | IDF ROOM 10.512 | entity:HQ_10.512_IDF_ROOM |  | 10.512 IDF ROOM |  | 10 | 512 | IDF ROOM | entity:HQ_10-512_IDF-Room | 10.512 IDF ROOM | J | H has no room number and J has both, so column J stands
FCU0116 | FCU | Included | PRINT COPY 10.038 | entity:HQ_10.038_PRINT_COPY | PRINT COPY ROOM 10.038 | 10.038 PRINT COPY |  | 10 | 038 | PRINT COPY | entity:HQ_10-038_Print-Copy | 10.038 PRINT COPY | D | H carries a room number, so column D stands
FCU0117 | FCU | Included | PRINT COPY 10.014 | entity:HQ_10.014_PRINT_COPY | PRINT COPY ROOM 10.014 | 10.014 PRINT COPY |  | 10 | 014 | PRINT COPY | entity:HQ_10-014_Print-Copy | 10.014 PRINT COPY | D | H carries a room number, so column D stands
FCU0118 | FCU | Included | TRANSLATOR ROOM 10.111 | entity:HQ_10.111_AV_ROOM | AV ROOM 10.111 |  |  | 10 | 111 | AV ROOM | entity:HQ_10-111_AV-Room | 10.111 AV ROOM | D->E | column H was blank in sources/HQ_rooms_3F-Roof.xlsx, taken from sources/HQ_rooms_B-2F.xlsx; H carries a room number, so column D stands; D (TRANSLATOR ROOM) does not match E - name taken from E
FCU0119 | FCU | Not Included | IDF ROOM 11.531 | entity:HQ_11.531_IDF_ROOM |  | 11.531 IDF ROOM |  | 11 | 531 | IDF ROOM | entity:HQ_11-531_IDF-Room | 11.531 IDF ROOM | J | H has no room number and J has both, so column J stands
FCU0120 | FCU | Not Included | IDF ROOM 11.531 | entity:HQ_11.531_IDF_ROOM |  | 11.531 IDF ROOM |  | 11 | 531 | IDF ROOM | entity:HQ_11-531_IDF-Room | 11.531 IDF ROOM | J | H has no room number and J has both, so column J stands
FCU0121 | FCU | Included | ELECT. CLOSET 11.110 | entity:HQ_11.11_ELECTRICAL_CABINET | AV ROOM 11.101 | 11.110 ELECTRIC CLOSET | green | 11 | 110 | ELECTRIC CLOSET | entity:HQ_11-110_Electric-Closet | 11.110 ELECTRIC CLOSET | J | column H was blank in sources/HQ_rooms_3F-Roof.xlsx, taken from sources/HQ_rooms_B-2F.xlsx; green row: took the last populated name (J); overrides column E (ELECTRICAL CABINET); QF_HQ_Ontology_draft0.4.xlsx calls 11.110 'ELECTRICAL CABINET'
FCU0122 | FCU | Not Included | MCC/ELEC ROOM 11.106 | entity:HQ_11.106_ELECTRICAL_ROOM |  | 11.108 PRINT COPY ROOM | green | 11 | 108 | PRINT COPY ROOM | entity:HQ_11-108_Print-Copy-Room | 11.108 PRINT COPY ROOM | J | green row: took the last populated name (J); overrides column E (ELECTRICAL ROOM); QF_HQ_Ontology_draft0.4.xlsx calls 11.108 'PRINT COPY'
FCU0123 | FCU | Included | PRINT COPY ROOM 11.108 | entity:HQ_11.108_PRINT_COPY |  | 11.106 MCC/ELEC ROOM | green | 11 | 106 | MCC/ELEC ROOM | entity:HQ_11-106_MCC-Elec-Room | 11.106 MCC ELEC ROOM | J | green row: took the last populated name (J); overrides column E (PRINT COPY); QF_HQ_Ontology_draft0.4.xlsx calls 11.106 'ELECTRICAL ROOM'
FCU0124 | FCU | Not Included | AV ROOM 11.107 | entity:HQ_11.107_AV_IT |  | 11.107 AV ROOM |  | 11 | 107 | AV IT | entity:HQ_11-107_AV-IT | 11.107 AV IT | J->E | H has no room number and J has both, so column J stands; J (AV ROOM) does not match E - name taken from E
FCU0125 | FCU | Not Included | IDF ROOM 11.512 | entity:HQ_11.512_IDF_ROOM |  | 11.512 IDF ROOM |  | 11 | 512 | IDF ROOM | entity:HQ_11-512_IDF-Room | 11.512 IDF ROOM | J | H has no room number and J has both, so column J stands
FCU0126 | FCU | Not Included | 12.002 MCC CLOSET | entity:HQ_12.002_MCC_CLOSET | MCC HOUSING 01 12.002 | 12.002 MCC CLOSET |  | 12 | 002 | MCC CLOSET | entity:HQ_12-002_MCC-Closet | 12.002 MCC CLOSET | D | H carries a room number, so column D stands
FCU0127 | FCU | Not Included | 12.002 MCC CLOSET | entity:HQ_12.002_MCC_CLOSET | MCC HOUSING 02 12.002 | 12.002 MCC CLOSET |  | 12 | 002 | MCC CLOSET | entity:HQ_12-002_MCC-Closet | 12.002 MCC CLOSET | D | H carries a room number, so column D stands
FCU0128 | FCU | Not Included | 12.003 MCC CLOSET | entity:HQ_12.003_MCC_CLOSET | MCC HOUSING 03 12.003 | 12.003 MCC CLOSET |  | 12 | 003 | MCC CLOSET | entity:HQ_12-003_MCC-Closet | 12.003 MCC CLOSET | D | H carries a room number, so column D stands
FCU0129 | FCU | Not Included | 12.003 MCC CLOSET | entity:HQ_12.003_MCC_CLOSET | MCC HOUSING 04 12.003 | 12.003 MCC CLOSET |  | 12 | 003 | MCC CLOSET | entity:HQ_12-003_MCC-Closet | 12.003 MCC CLOSET | D | H carries a room number, so column D stands
FCU0130 | FCU | Not Included | 12.004 MCC CLOSET | entity:HQ_12.004_MCC_CLOSET | MCC HOUSING 05 12.004 | 12.004 MCC CLOSET |  | 12 | 004 | MCC CLOSET | entity:HQ_12-004_MCC-Closet | 12.004 MCC CLOSET | D | H carries a room number, so column D stands
FCU0131 | FCU | Not Included | ROOF PLANT / WALKWAY (NEAR CSRR-0008) | entity:HQ_RF.002_ROOF_PLANT_WALKWAY | CSRR & VSD ROOM 12 | ROOF PLANT / WALKWAY (NEAR CSRR-0008) |  | RF | 002 | ROOF PLANT WALKWAY | entity:HQ_RF-002_Roof-Plant-Walkway | RF.002 ROOF PLANT WALKWAY | D->E | no usable J, so column D stands; D (ROOF PLANT / WALKWAY (NEAR CSRR-0008)) does not match E - name taken from E; no room number in the picked column - taken from E; QF_HQ_Ontology_draft0.4.xlsx calls RF.002 'PLANT WALKWAY'
FCU0132 | FCU | Not Included | VISITOR CENTER 9.101 | entity:HQ_9.101_VISITORS_CENTER | AV ROOM IN VISITOR CENTER 09.112 |  | green | 9 | 112 | AV ROOM IN VISITOR CENTER | entity:HQ_9-112_AV-Room-In-Visitor-Center | 9.112 AV ROOM IN VISITOR CENTER | H | column H was blank in sources/HQ_rooms_3F-Roof.xlsx, taken from sources/HQ_rooms_B-2F.xlsx; green row: took the last populated name (H); overrides column E (VISITORS CENTER); QF_HQ_Ontology_draft0.4.xlsx calls 9.112 'STORAGE'
VAV0001 | VAV | Not Included | STAFF ENTRANCE B.004 | entity:HQ_B1.004_STAFF_ENTRANCE | LOBBY B.103 |  | green | B1 | 103 | STAFF LOBBY | entity:HQ_B1-103_Staff-Lobby | B1.103 STAFF LOBBY | H | green row: took the last populated name (H); overrides column E (STAFF ENTRANCE); B1.103 is spelled 'LOBBY' on other rows; E names it 'STAFF LOBBY', which settles it
VAV0002 | VAV | Not Included | STAFF LOBBY B.103 | entity:HQ_B1.103_STAFF_LOBBY |  |  |  | B1 | 103 | STAFF LOBBY | entity:HQ_B1-103_Staff-Lobby | B1.103 STAFF LOBBY | D | no usable J, so column D stands
VAV0003 | VAV | Not Included | STAFF LOBBY B.103 | entity:HQ_B1.103_STAFF_LOBBY |  |  |  | B1 | 103 | STAFF LOBBY | entity:HQ_B1-103_Staff-Lobby | B1.103 STAFF LOBBY | D | no usable J, so column D stands
VAV0004 | VAV | Included | SPORT SPACE B.110 | entity:HQ_B1.110_SUPPORT_SPACE_MAIL_ROOM | MALE BREAK ROOM B.110 |  | green | B1 | 110 | MALE BREAK ROOM | entity:HQ_B1-110_Male-Break-Room | B1.110 MALE BREAK ROOM | H | green row: took the last populated name (H); overrides column E (SUPPORT SPACE MAIL ROOM); QF_HQ_Ontology_draft0.4.xlsx calls B1.110 'SUPPORT SPACE MAIL ROOM'
VAV0005 | VAV | Not Included | LOBBY B.116 | entity:HQ_B1.116_SHEIKHA_LOBBY | HH LOBBY B.116 |  |  | B1 | 116 | SHEIKHA LOBBY | entity:HQ_B1-116_Sheikha-Lobby | B1.116 SHEIKHA LOBBY | D->E | column H was blank in sources/HQ_rooms_B-2F.xlsx, taken from sources/HQ_rooms_3F-Roof.xlsx; H carries a room number, so column D stands; D (LOBBY) does not match E - name taken from E
VAV0006 | VAV | Not Included | LOBBY B.116 | entity:HQ_B1.116_SHEIKHA_LOBBY |  |  |  | B1 | 116 | SHEIKHA LOBBY | entity:HQ_B1-116_Sheikha-Lobby | B1.116 SHEIKHA LOBBY | D->E | no usable J, so column D stands; D (LOBBY) does not match E - name taken from E
VAV0007 | VAV | Not Included | CONTROL ROOM G.008 | entity:HQ_G.008_CONTROL_ROOM |  | G.008 CONTROL ROOM |  | G | 008 | CONTROL ROOM | entity:HQ_G-008_Control-Room | G.008 CONTROL ROOM | J | H has no room number and J has both, so column J stands
VAV0008 | VAV | Not Included | PR & MARKET MANAGER G.009 | entity:HQ_G.009_PR_&_MARKET_MANAGER |  | G.009 |  | G | 009 | PR & MARKET MANAGER | entity:HQ_G-009_Pr-And-Market-Manager | G.009 PR AND MARKET MANAGER | D | no usable J, so column D stands
VAV0009 | VAV | Included | PR & MARKET STAFF G.010 | entity:HQ_G.010_PR_&_MARKET_STAFF |  | G.010 PR & MARKET STAFF |  | G | 010 | PR & MARKET STAFF | entity:HQ_G-010_Pr-And-Market-Staff | G.010 PR AND MARKET STAFF | J | H has no room number and J has both, so column J stands
VAV0011 | VAV | Included | PR & MARK. MANA. G.011 | entity:HQ_G.011_PR_&_MARKET_MANAGER | PR & MARKET MANAGER G.011 | G.011 PR & MARKET MANAG. |  | G | 011 | PR & MARKET MANAGER | entity:HQ_G-011_Pr-And-Market-Manager | G.011 PR AND MARKET MANAGER | D->E | H carries a room number, so column D stands; D (PR & MARK. MANA.) does not match E - name taken from E
VAV0012 | VAV | Included | PR & MARKET STAFF G.012 | entity:HQ_G.012_PR_&_MARKET_STAFF |  | G.012 PR & MARKET STAFF |  | G | 012 | PR & MARKET STAFF | entity:HQ_G-012_Pr-And-Market-Staff | G.012 PR AND MARKET STAFF | J | H has no room number and J has both, so column J stands
VAV0013 | VAV | Not Included | VISITOR OFF. G.014 | entity:HQ_G.014_VISITOR_CENT_OFFICE | VISITORS CENT OFFICE G.014 | G.014 VISITOR OFFICE |  | G | 014 | VISITOR CENT OFFICE | entity:HQ_G-014_Visitor-Cent-Office | G.014 VISITOR CENT OFFICE | D->E | H carries a room number, so column D stands; D (VISITOR OFF.) does not match E - name taken from E
VAV0014 | VAV | Included | PR & MARKET STAFF G.015 | entity:HQ_G.015_PR_&_MARKET_STAFF |  | G.015 PR & MARKET STAFF |  | G | 015 | PR & MARKET STAFF | entity:HQ_G-015_Pr-And-Market-Staff | G.015 PR AND MARKET STAFF | J | H has no room number and J has both, so column J stands
VAV0015 | VAV | Included | PR & MAR. STAFF G.018 | entity:HQ_G.018_PR_&_MARKET_STAFF | PR & MARKET STAFF G.018 | G.018 PR & MARKET STAFF |  | G | 018 | PR & MARKET STAFF | entity:HQ_G-018_Pr-And-Market-Staff | G.018 PR AND MARKET STAFF | D->E | H carries a room number, so column D stands; D (PR & MAR. STAFF) does not match E - name taken from E
VAV0016 | VAV | Included | PR & MAR. STAFF G.019 | entity:HQ_G.019_PR_&_MARKET_STAFF | PR & MARKET STAFF G.019 | G.019 PR & MARKET STAFF |  | G | 019 | PR & MARKET STAFF | entity:HQ_G-019_Pr-And-Market-Staff | G.019 PR AND MARKET STAFF | D->E | H carries a room number, so column D stands; D (PR & MAR. STAFF) does not match E - name taken from E
VAV0017 | VAV | Included | PR & MAR. STAFF G.020 | entity:HQ_G.020_PR_&_MARKET_STAFF | PR & MARKET STAFF G.020 | G.020 PR & MARKET STAFF |  | G | 020 | PR & MARKET STAFF | entity:HQ_G-020_Pr-And-Market-Staff | G.020 PR AND MARKET STAFF | D->E | H carries a room number, so column D stands; D (PR & MAR. STAFF) does not match E - name taken from E
VAV0018 | VAV | Included | PR & MAR. STAFF G.021 | entity:HQ_G.021_PR_&_MARKET_STAFF | PR & MARKET STAFF G.021 | G.021 PR & MARKET STAFF |  | G | 021 | PR & MARKET STAFF | entity:HQ_G-021_Pr-And-Market-Staff | G.021 PR AND MARKET STAFF | D->E | H carries a room number, so column D stands; D (PR & MAR. STAFF) does not match E - name taken from E
VAV0019 | VAV | Included | PR & MARKET SEC. G.022 | entity:HQ_G.022_PR_&_MARKET!_SECRETARY | PR & MARKET SECRETARY G.022 | G.022 PR & MARKET SECRETARY |  | G | 022 | PR & MARKET! SECRETARY | entity:HQ_G-022_Pr-And-Market-Secretary | G.022 PR AND MARKET SECRETARY | D->E | H carries a room number, so column D stands; D (PR & MARKET SEC.) does not match E - name taken from E
VAV0020 | VAV | Included | PR & MARKET STAFF G.023 | entity:HQ_G.023_PR_&_MARKET_STAFF |  |  |  | G | 023 | PR & MARKET STAFF | entity:HQ_G-023_Pr-And-Market-Staff | G.023 PR AND MARKET STAFF | D | no usable J, so column D stands
VAV0021 | VAV | Not Included | CORRIDOR G.601 | entity:HQ_G.601_CORRIDOR | CORRIDOR NE | G.601 CORRIDOR |  | G | 601 | CORRIDOR | entity:HQ_G-601_Corridor | G.601 CORRIDOR | J | H has no room number and J has both, so column J stands
VAV0022 | VAV | Not Included | CORRIDOR G.601 | entity:HQ_G.601_CORRIDOR |  | G.601 CORRIDOR |  | G | 601 | CORRIDOR | entity:HQ_G-601_Corridor | G.601 CORRIDOR | J | H has no room number and J has both, so column J stands
VAV0023 | VAV | Included | SHOP G.105 | entity:HQ_G.105_SHOP |  | G.105 SHOP |  | G | 105 | SHOP | entity:HQ_G-105_Shop | G.105 SHOP | J | H has no room number and J has both, so column J stands
VAV0024 | VAV | Not Included | LOBBY G.104 | entity:HQ_G.104_LOBBY | LOBBY NW | G.104 LOBBY |  | G | 104 | LOBBY | entity:HQ_G-104_Lobby | G.104 LOBBY | J | H has no room number and J has both, so column J stands
VAV0025 | VAV | Not Included | LOBBY G.104 | entity:HQ_G.104_LOBBY | AUDITORIUM STAIRS LOBBY G.006 | G.104 LOBBY | green | G | 104 | LOBBY | entity:HQ_G-104_Lobby | G.104 LOBBY | J | green row: took the last populated name (J)
VAV0026 | VAV | Not Included | BMS ROOM G.103 | entity:HQ_G.103_BMS |  | G.103 BMS ROOM |  | G | 103 | BMS | entity:HQ_G-103_BMS | G.103 BMS | J->E | H has no room number and J has both, so column J stands; J (BMS ROOM) does not match E - name taken from E
VAV0027 | VAV | Not Included | PR & MARKET MANAGER G.004 | entity:HQ_G.004_PR_&_MARKET_MANAGER |  | G.004 |  | G | 004 | PR & MARKET MANAGER | entity:HQ_G-004_Pr-And-Market-Manager | G.004 PR AND MARKET MANAGER | D | no usable J, so column D stands
VAV0028 | VAV | Not Included | PR & MARKET MANAGER G.003 | entity:HQ_G.003_PR_&_MARKET_MANAGER |  | G.003 |  | G | 003 | PR & MARKET MANAGER | entity:HQ_G-003_Pr-And-Market-Manager | G.003 PR AND MARKET MANAGER | D | no usable J, so column D stands
VAV0029 | VAV | Not Included | PR & MARKET MANAGER G.002 | entity:HQ_G.002_PR_&_MARKET_MANAGER |  | G.002 |  | G | 002 | PR & MARKET MANAGER | entity:HQ_G-002_Pr-And-Market-Manager | G.002 PR AND MARKET MANAGER | D | no usable J, so column D stands
VAV0030 | VAV | Not Included | G.CORIDOR | entity:HQ_G.400_CORRIDOR | CORRIDOR SOUTH WEST SW |  | green | G | 400 | CORRIDOR SOUTH WEST SW | entity:HQ_G-400_Corridor-South-West-Sw | G.400 CORRIDOR SOUTH WEST SW | H | green row: took the last populated name (H); overrides column E (CORRIDOR); no reference on the screen - taken from E (G.400); the screen names this room without numbering it and the register does not name it anywhere else, so G.400 is borrowed from the same row - needs a check; QF_HQ_Ontology_draft0.4.xlsx calls G.400 'CORRIDOR'
VAV0031 | VAV | Included | PR & MARKET STAFF G.001 | entity:HQ_G.001_PR_&_MARKET_STAFF |  | G.001 |  | G | 001 | PR & MARKET STAFF | entity:HQ_G-001_Pr-And-Market-Staff | G.001 PR AND MARKET STAFF | D | no usable J, so column D stands
VAV0032 | VAV | Included | PR & MARKET STAFF G.038 | entity:HQ_G.038_PR_&_MARKET_STAFF |  | G.038 |  | G | 038 | PR & MARKET STAFF | entity:HQ_G-038_Pr-And-Market-Staff | G.038 PR AND MARKET STAFF | D | no usable J, so column D stands
VAV0033 | VAV | Included | PR & MARKET STAFF G.037 | entity:HQ_G.037_PR_&_MARKET_STAFF |  | G.037 |  | G | 037 | PR & MARKET STAFF | entity:HQ_G-037_Pr-And-Market-Staff | G.037 PR AND MARKET STAFF | D | no usable J, so column D stands
VAV0034 | VAV | Included | PR & MARKET STAFF G.036 | entity:HQ_G.036_PR_&_MARKET_STAFF |  | G.036 |  | G | 036 | PR & MARKET STAFF | entity:HQ_G-036_Pr-And-Market-Staff | G.036 PR AND MARKET STAFF | D | no usable J, so column D stands
VAV0035 | VAV | Included | PR & MARKET STAFF G.035 | entity:HQ_G.035_PR_&_MARKET_STAFF |  | G.035 |  | G | 035 | PR & MARKET STAFF | entity:HQ_G-035_Pr-And-Market-Staff | G.035 PR AND MARKET STAFF | D | no usable J, so column D stands
VAV0036 | VAV | Included | PR & MARKET STAFF G.034 | entity:HQ_G.034_PR_&_MARKET_STAFF |  | G.034 |  | G | 034 | PR & MARKET STAFF | entity:HQ_G-034_Pr-And-Market-Staff | G.034 PR AND MARKET STAFF | D | no usable J, so column D stands
VAV0037 | VAV | Included | PR & MARKET STAFF G.033 | entity:HQ_G.033_PR_&_MARKET_STAFF |  | G.033 |  | G | 033 | PR & MARKET STAFF | entity:HQ_G-033_Pr-And-Market-Staff | G.033 PR AND MARKET STAFF | D | no usable J, so column D stands
VAV0038 | VAV | Included | PR & MARKET STAFF G.032 | entity:HQ_G.032_PR_&_MARKET_STAFF |  | G.032 |  | G | 032 | PR & MARKET STAFF | entity:HQ_G-032_Pr-And-Market-Staff | G.032 PR AND MARKET STAFF | D | no usable J, so column D stands
VAV0039 | VAV | Included | PR & MARKET STAFF G.030 | entity:HQ_G.030_PR_&_MARKET_STAFF | PR & MARKET STAFF G.030 |  |  | G | 030 | PR & MARKET STAFF | entity:HQ_G-030_Pr-And-Market-Staff | G.030 PR AND MARKET STAFF | D | D disagrees between the two workbooks - sources/HQ_rooms_B-2F.xlsx says 'PR & MARKET STAFF G.030', sources/HQ_rooms_3F-Roof.xlsx says 'STAFF G.030'; sources/HQ_rooms_B-2F.xlsx owns this level; E disagrees between the two workbooks - sources/HQ_rooms_B-2F.xlsx says 'entity:HQ_G.030_PR_&_MARKET_STAFF', sources/HQ_rooms_3F-Roof.xlsx says 'entity:HQ_G.030_STAFF'; sources/HQ_rooms_B-2F.xlsx owns this level; H carries a room number, so column D stands
VAV0040 | VAV | Included | PR & MARKET STAFF G.029 | entity:HQ_G.029_PR_&_MARKET_STAFF | PR & MARKET STAFF G.029 |  |  | G | 029 | PR & MARKET STAFF | entity:HQ_G-029_Pr-And-Market-Staff | G.029 PR AND MARKET STAFF | D | D disagrees between the two workbooks - sources/HQ_rooms_B-2F.xlsx says 'PR & MARKET STAFF G.029', sources/HQ_rooms_3F-Roof.xlsx says 'SENSORY G.029'; sources/HQ_rooms_B-2F.xlsx owns this level; H carries a room number, so column D stands
VAV0041 | VAV | Included | PR & MARKET STAFF G.029 | entity:HQ_G.029_PR_&_MARKET_STAFF |  | G.029 PR & MARKET STAFF |  | G | 029 | PR & MARKET STAFF | entity:HQ_G-029_Pr-And-Market-Staff | G.029 PR AND MARKET STAFF | J | D disagrees between the two workbooks - sources/HQ_rooms_B-2F.xlsx says 'PR & MARKET STAFF G.029', sources/HQ_rooms_3F-Roof.xlsx says 'SENSORY G.029'; sources/HQ_rooms_B-2F.xlsx owns this level; H has no room number and J has both, so column J stands
VAV0042 | VAV | Not Included | PR& MARKET DIRECTOR ENSUIT G.028 | entity:HQ_G.028_PR_&_MARKET_DIRECTOR_ENSUIT | PR & MARKET DIR ENSUIT G.028 | G.028 PR & MARKET DIR. ENSUIT |  | G | 028 | PR & MARKET DIRECTOR ENSUIT | entity:HQ_G-028_Pr-And-Market-Director-Ensuit | G.028 PR AND MARKET DIRECTOR ENSUIT | D | H carries a room number, so column D stands; spelled 'PR & MARKET DIRECTOR ENSUIT' on the clearest source
VAV0043 | VAV | Included | FINANCE CASHIER G.026 | entity:HQ_G.026_FINANCE_CASHIER |  |  |  | G | 026 | FINANCE CASHIER | entity:HQ_G-026_Finance-Cashier | G.026 FINANCE CASHIER | D | no usable J, so column D stands
VAV0044 | VAV | Not Included | VIP LOUNGE G.025 | entity:HQ_G.025_VIP_LOUNGE |  |  |  | G | 025 | VIP LOUNGE | entity:HQ_G-025_VIP-Lounge | G.025 VIP LOUNGE | D | no usable J, so column D stands
VAV0045 | VAV | Not Included | E-TOWER LOBBY G.107 | entity:HQ_G.107_E-TOWER_LOBBY | E-TOWER LOBBY SE | G.107 E-TOWER LOBBY |  | G | 107 | E-TOWER LOBBY | entity:HQ_G-107_E-Tower-Lobby | G.107 E TOWER LOBBY | J | H has no room number and J has both, so column J stands
VAV0046 | VAV | Not Included | CORRIDOR (SOUTH EAST) G.602 | entity:HQ_G.602_CORRIDOR_(SOUTH_EAST) |  |  |  | G | 602 | CORRIDOR (SOUTH EAST) | entity:HQ_G-602_Corridor-South-East | G.602 CORRIDOR SOUTH EAST | D | no usable J, so column D stands
VAV0047 | VAV | Not Included | CORRIDOR (SOUTH EAST) G.603 | entity:HQ_G.603_CORRIDOR_(SOUTH_EAST) |  |  |  | G | 603 | CORRIDOR (SOUTH EAST) | entity:HQ_G-603_Corridor-South-East | G.603 CORRIDOR SOUTH EAST | D | no usable J, so column D stands
VAV0048 | VAV | Included | CONFERENCE ROOM G.101 | entity:HQ_G.101_CONFERENCE_ROOM |  |  |  | G | 101 | CONFERENCE ROOM | entity:HQ_G-101_Conference-Room | G.101 CONFERENCE ROOM | D | no usable J, so column D stands
VAV0049 | VAV | Included | CONFERENCE ROOM G.101 | entity:HQ_G.101_CONFERENCE_ROOM |  |  |  | G | 101 | CONFERENCE ROOM | entity:HQ_G-101_Conference-Room | G.101 CONFERENCE ROOM | D | no usable J, so column D stands
VAV0050 | VAV | Included | CONFERENCE ROOM G.101 | entity:HQ_G.101_CONFERENCE_ROOM |  | G.101 CONFERENCE ROOM |  | G | 101 | CONFERENCE ROOM | entity:HQ_G-101_Conference-Room | G.101 CONFERENCE ROOM | J | H has no room number and J has both, so column J stands
VAV0051 | VAV | Included | CONFERENCE ROOM G.101 | entity:HQ_G.101_CONFERENCE_ROOM |  | G.101 CONFERENCE ROOM |  | G | 101 | CONFERENCE ROOM | entity:HQ_G-101_Conference-Room | G.101 CONFERENCE ROOM | J | H has no room number and J has both, so column J stands
VAV0052 | VAV | Included | G.108 CONSULTANT SPACE | entity:HQ_G.108_CONSULTANT_SPACE_TRAINEES | CONSULTANT SPACE TRAINEES G.108 | G.108 CONSULTANT SPACE |  | G | 108 | CONSULTANT SPACE TRAINEES | entity:HQ_G-108_Consultant-Space-Trainees | G.108 CONSULTANT SPACE TRAINEES | D->E | D disagrees between the two workbooks - sources/HQ_rooms_B-2F.xlsx says 'G.108 CONSULTANT SPACE', sources/HQ_rooms_3F-Roof.xlsx says 'SOFT PLAY & CREATIVE LEARNING G.108'; sources/HQ_rooms_B-2F.xlsx owns this level; H carries a room number, so column D stands; D (CONSULTANT SPACE) does not match E - name taken from E
VAV0053 | VAV | Included | G.108 CONSULTANT SPACE | entity:HQ_G.108_CONSULTANT_SPACE_TRAINEES |  | G.108 CONSULTANT SPACE |  | G | 108 | CONSULTANT SPACE TRAINEES | entity:HQ_G-108_Consultant-Space-Trainees | G.108 CONSULTANT SPACE TRAINEES | J->E | D disagrees between the two workbooks - sources/HQ_rooms_B-2F.xlsx says 'G.108 CONSULTANT SPACE', sources/HQ_rooms_3F-Roof.xlsx says 'SOFT PLAY & CREATIVE LEARNING G.108'; sources/HQ_rooms_B-2F.xlsx owns this level; H has no room number and J has both, so column J stands; J (CONSULTANT SPACE) does not match E - name taken from E
VAV0054 | VAV | Not Included | FINANCE MANAGER 1.011 | entity:HQ_1.011_FINANCE_MANAGER |  | 1.011 MANAGER |  | 1 | 011 | FINANCE MANAGER | entity:HQ_1-011_Finance-Manager | 1.011 FINANCE MANAGER | D | H has no room number and J has both, so column J stands; column D matches E (FINANCE MANAGER) and J does not - D wins
VAV0055 | VAV | Not Included | FINANCE MANAGER 1.012 | entity:HQ_1.012_FINANCE_MANAGER |  | 1.012 MANAGER |  | 1 | 012 | FINANCE MANAGER | entity:HQ_1-012_Finance-Manager | 1.012 FINANCE MANAGER | D | H has no room number and J has both, so column J stands; column D matches E (FINANCE MANAGER) and J does not - D wins
VAV0056 | VAV | Not Included | FINANCE MANAGER 1.013 | entity:HQ_1.013_FINANCE_MANAGER |  | 1.013 MANAGER |  | 1 | 013 | FINANCE MANAGER | entity:HQ_1-013_Finance-Manager | 1.013 FINANCE MANAGER | D | H has no room number and J has both, so column J stands; column D matches E (FINANCE MANAGER) and J does not - D wins
VAV0057 | VAV | Included | FINANCE STAFF 1.014 | entity:HQ_1.014_FINANCE_PROFSTAFF | FINANCE PROFSTAFF 1.014 | 1.014 FINANCE STAFF |  | 1 | 014 | FINANCE PROFSTAFF | entity:HQ_1-014_Finance-Profstaff | 1.014 FINANCE PROFSTAFF | D->E | H carries a room number, so column D stands; D (FINANCE STAFF) does not match E - name taken from E
VAV0058 | VAV | Included | FINANCE STAFF 1.015 | entity:HQ_1.015_FINANCE_PROFSTAFF | FINANCE PROFSTAFF 1.015 | 1.015 FINANCE STAFF |  | 1 | 015 | FINANCE PROFSTAFF | entity:HQ_1-015_Finance-Profstaff | 1.015 FINANCE PROFSTAFF | D->E | H carries a room number, so column D stands; D (FINANCE STAFF) does not match E - name taken from E
VAV0059 | VAV | Included | FINANCE SECRETARY 1.016 | entity:HQ_1.016_FINANCE_SECRETARY |  | 1.016 SECRETARY |  | 1 | 016 | FINANCE SECRETARY | entity:HQ_1-016_Finance-Secretary | 1.016 FINANCE SECRETARY | D | H has no room number and J has both, so column J stands; column D matches E (FINANCE SECRETARY) and J does not - D wins
VAV0060 | VAV | Not Included | FINANCE DIRECTOR 1.017 | entity:HQ_1.017_FINANCE_DIRECTOR_ENSUIT | FINANCE DIRENSUIT 1.017 |  |  | 1 | 017 | FINANCE DIRECTOR ENSUIT | entity:HQ_1-017_Finance-Director-Ensuit | 1.017 FINANCE DIRECTOR ENSUIT | D->E | H carries a room number, so column D stands; D (FINANCE DIRECTOR) does not match E - name taken from E
VAV0061 | VAV | Not Included | FINANCE MANAGER 1.018 | entity:HQ_1.018_FINANCE_MANAGER |  |  |  | 1 | 018 | FINANCE MANAGER | entity:HQ_1-018_Finance-Manager | 1.018 FINANCE MANAGER | D | no usable J, so column D stands
VAV0062 | VAV | Not Included | FINANCE MANAGER 1.019 | entity:HQ_1.019_FINANCE_MANAGER |  |  |  | 1 | 019 | FINANCE MANAGER | entity:HQ_1-019_Finance-Manager | 1.019 FINANCE MANAGER | D | no usable J, so column D stands
VAV0063 | VAV | Not Included | FINANCE MANAGER 1.020 | entity:HQ_1.02_FINANCE_MANAGER |  | 1.020 FINANCE MANAGER |  | 1 | 020 | FINANCE MANAGER | entity:HQ_1-020_Finance-Manager | 1.020 FINANCE MANAGER | J | H has no room number and J has both, so column J stands
VAV0064 | VAV | Included | FINANCE SEC 1.021 | entity:HQ_1.021_FINANCE_SECRETARY | FINANCE SECRETARY 1.021 |  |  | 1 | 021 | FINANCE SECRETARY | entity:HQ_1-021_Finance-Secretary | 1.021 FINANCE SECRETARY | D->E | H carries a room number, so column D stands; D (FINANCE SEC) does not match E - name taken from E
VAV0065 | VAV | Included | FINANCE SEC 1.022 | entity:HQ_1.022_FINANCE_SECRETARY | FINANCE SECRETARY 1.022 |  |  | 1 | 022 | FINANCE SECRETARY | entity:HQ_1-022_Finance-Secretary | 1.022 FINANCE SECRETARY | D->E | H carries a room number, so column D stands; D (FINANCE SEC) does not match E - name taken from E
VAV0066 | VAV | Included | FINANCE AUDIT 1.023 | entity:HQ_1.023_FINANCE_AUDITOR | FINANCE AUDITOR 1.023 |  |  | 1 | 023 | FINANCE AUDIT | entity:HQ_1-023_Finance-Audit | 1.023 FINANCE AUDIT | D | H carries a room number, so column D stands; spelled 'FINANCE AUDIT' here and 'FINANCE AUDITOR' in column E - one is a typo; QF_HQ_Ontology_draft0.4.xlsx calls 1.023 'FINANCE AUDITOR'
VAV0067 | VAV | Included | FINANCE AUDIT 1.024 | entity:HQ_1.024_FINANCE_AUDITOR | FINANCE AUDITOR 1.024 |  |  | 1 | 024 | FINANCE AUDIT | entity:HQ_1-024_Finance-Audit | 1.024 FINANCE AUDIT | D | H carries a room number, so column D stands; spelled 'FINANCE AUDIT' here and 'FINANCE AUDITOR' in column E - one is a typo; QF_HQ_Ontology_draft0.4.xlsx calls 1.024 'FINANCE AUDITOR'
VAV0068 | VAV | Included | FINANCE STAFF 1.025 | entity:HQ_1.025_FINANCE_PROFSTAFF | FINANCE PROFSTAFF 1.025 |  |  | 1 | 025 | FINANCE PROFSTAFF | entity:HQ_1-025_Finance-Profstaff | 1.025 FINANCE PROFSTAFF | D->E | H carries a room number, so column D stands; D (FINANCE STAFF) does not match E - name taken from E
VAV0069 | VAV | Included | FINANCE STAFF 1.026 | entity:HQ_1.026_FINANCE_PROFSTAFF | FINANCE PROFSTAFF 1.026 |  |  | 1 | 026 | FINANCE PROFSTAFF | entity:HQ_1-026_Finance-Profstaff | 1.026 FINANCE PROFSTAFF | D->E | H carries a room number, so column D stands; D (FINANCE STAFF) does not match E - name taken from E
VAV0070 | VAV | Not Included | FINANCE MANAGER 1.027 | entity:HQ_1.027_FINANCE_AUDITOR | FINANCE AUDITOR 1.027 |  |  | 1 | 027 | FINANCE AUDITOR | entity:HQ_1-027_Finance-Auditor | 1.027 FINANCE AUDITOR | D->E | H carries a room number, so column D stands; D (FINANCE MANAGER) does not match E - name taken from E
VAV0071 | VAV | Not Included | FINANCE MANAGER 1.028 | entity:HQ_1.028_FINANCE_MANAGER |  |  |  | 1 | 028 | FINANCE MANAGER | entity:HQ_1-028_Finance-Manager | 1.028 FINANCE MANAGER | D | no usable J, so column D stands
VAV0072 | VAV | Not Included | FINANCE MANAGER 1.029 | entity:HQ_1.029_FINANCE_MANAGER |  |  |  | 1 | 029 | FINANCE MANAGER | entity:HQ_1-029_Finance-Manager | 1.029 FINANCE MANAGER | D | no usable J, so column D stands
VAV0073 | VAV | Included | FINANCE SECRETARY 1.001 | entity:HQ_1.001_FINANCE_CLERICAL_SECRETARIES | FINANCE CLERICAL SEC 1.001 |  |  | 1 | 001 | FINANCE CLERICAL SECRETARIES | entity:HQ_1-001_Finance-Clerical-Secretaries | 1.001 FINANCE CLERICAL SECRETARIES | D->E | H carries a room number, so column D stands; D (FINANCE SECRETARY) does not match E - name taken from E
VAV0074 | VAV | Not Included | FINANCE MANAGER 1.002 | entity:HQ_1.002_FINANCE_MANAGERS | FINANCE MANAGERS 1.002 | 1.002 MANAGER |  | 1 | 002 | FINANCE MANAGER | entity:HQ_1-002_Finance-Manager | 1.002 FINANCE MANAGER | D | H carries a room number, so column D stands; spelled 'FINANCE MANAGER' here and 'FINANCE MANAGERS' in column E - one is a typo; QF_HQ_Ontology_draft0.4.xlsx calls 1.002 'FINANCE MANAGERS'
VAV0075 | VAV | Not Included | FINANCE MANAGER 1.003 | entity:HQ_1.003_FINANCE_MANAGER |  | 1.003 MANAGER |  | 1 | 003 | FINANCE MANAGER | entity:HQ_1-003_Finance-Manager | 1.003 FINANCE MANAGER | D | H has no room number and J has both, so column J stands; column D matches E (FINANCE MANAGER) and J does not - D wins
VAV0076 | VAV | Not Included | FINANCE MANAGER 1.004 | entity:HQ_1.004_FINANCE_MANAGER |  |  |  | 1 | 004 | FINANCE MANAGER | entity:HQ_1-004_Finance-Manager | 1.004 FINANCE MANAGER | D | no usable J, so column D stands
VAV0077 | VAV | Included | FINANCE SECRETARY 1.005 | entity:HQ_1.005_FINANCE_SECRETARY |  | 1.005 FINANCE SECRETARY |  | 1 | 005 | FINANCE SECRETARY | entity:HQ_1-005_Finance-Secretary | 1.005 FINANCE SECRETARY | J | H has no room number and J has both, so column J stands
VAV0078 | VAV | Included | FINANCE STAFF 1.006 | entity:HQ_1.006_FINANCE_PROFSTAFF | FINANCE PROFSTAFF 1.006 | 1.006 FINANCE STAFF |  | 1 | 006 | FINANCE PROFSTAFF | entity:HQ_1-006_Finance-Profstaff | 1.006 FINANCE PROFSTAFF | D->E | H carries a room number, so column D stands; D (FINANCE STAFF) does not match E - name taken from E
VAV0079 | VAV | Included | FINANCE STAFF 1.007 | entity:HQ_1.007_FINANCE_CLERICAL_PROFSTAFF | FINANCE CLERICAL PROFSTAFF 1.007 | 1.007 FINANCE STAFF |  | 1 | 007 | FINANCE CLERICAL PROFSTAFF | entity:HQ_1-007_Finance-Clerical-Profstaff | 1.007 FINANCE CLERICAL PROFSTAFF | D->E | H carries a room number, so column D stands; D (FINANCE STAFF) does not match E - name taken from E
VAV0080 | VAV | Not Included | GROUND FLOOR VIP ENTRANCE 1.401 | entity:HQ_1.401_GROUND_FLOOR_VIP_ENTRANCE | VOID AREA, ROOM UNIT LOCATED @LVL 1 NORTH WEST AREA G.401 |  |  | 1 | 401 | GROUND FLOOR VIP ENTRANCE | entity:HQ_1-401_Ground-Floor-VIP-Entrance | 1.401 GROUND FLOOR VIP ENTRANCE | D | column H was blank in sources/HQ_rooms_B-2F.xlsx, taken from sources/HQ_rooms_3F-Roof.xlsx; H carries a room number, so column D stands
VAV0081 | VAV | Not Included | GROUND FLOOR VIP ENTRANCE 1.401 | entity:HQ_1.401_GROUND_FLOOR_VIP_ENTRANCE |  |  |  | 1 | 401 | GROUND FLOOR VIP ENTRANCE | entity:HQ_1-401_Ground-Floor-VIP-Entrance | 1.401 GROUND FLOOR VIP ENTRANCE | D | no usable J, so column D stands
VAV0082 | VAV | Not Included | GROUND FLOOR VIP ENTRANCE 1.401 | entity:HQ_1.401_GROUND_FLOOR_VIP_ENTRANCE |  |  |  | 1 | 401 | GROUND FLOOR VIP ENTRANCE | entity:HQ_1-401_Ground-Floor-VIP-Entrance | 1.401 GROUND FLOOR VIP ENTRANCE | D | no usable J, so column D stands
VAV0083 | VAV | Not Included | STAFF LOUNGE 1.101 | entity:HQ_1.101_STAFF_LOUNGE |  |  |  | 1 | 101 | STAFF LOUNGE | entity:HQ_1-101_Staff-Lounge | 1.101 STAFF LOUNGE | D | no usable J, so column D stands
VAV0084 | VAV | Not Included | STAFF LOUNGE 1.101 | entity:HQ_1.101_STAFF_LOUNGE |  |  |  | 1 | 101 | STAFF LOUNGE | entity:HQ_1-101_Staff-Lounge | 1.101 STAFF LOUNGE | D | no usable J, so column D stands
VAV0085 | VAV | Not Included | STAFF LOUNGE 1.101 | entity:HQ_1.101_STAFF_LOUNGE |  |  |  | 1 | 101 | STAFF LOUNGE | entity:HQ_1-101_Staff-Lounge | 1.101 STAFF LOUNGE | D | no usable J, so column D stands
VAV0086 | VAV | Not Included | STAFF LOUNGE 1.101 | entity:HQ_1.101_STAFF_LOUNGE |  |  |  | 1 | 101 | STAFF LOUNGE | entity:HQ_1-101_Staff-Lounge | 1.101 STAFF LOUNGE | D | no usable J, so column D stands
VAV0087 | VAV | Included | FINANCE MEETING ROOM 1.108 | entity:HQ_1.108_FINANCE_MEETING_ROOM | FINANCE METTING ROOM 1.108 | 1.108 FINANCE MEETING ROOM |  | 1 | 108 | FINANCE MEETING ROOM | entity:HQ_1-108_Finance-Meeting-Room | 1.108 FINANCE MEETING ROOM | D | H carries a room number, so column D stands
VAV0088 | VAV | Included | CONSULTANT SPACE 1.109 | entity:HQ_1.109_CONSULTANT_SPACE_TRAINEES | COLSULTANT SPACE TRAINEES 1.109 | 1.109 CONSULTANT SPACE |  | 1 | 109 | CONSULTANT SPACE TRAINEES | entity:HQ_1-109_Consultant-Space-Trainees | 1.109 CONSULTANT SPACE TRAINEES | D->E | H carries a room number, so column D stands; D (CONSULTANT SPACE) does not match E - name taken from E
VAV0089 | VAV | Included | CONSULTANT SPACE 1.109 | entity:HQ_1.109_CONSULTANT_SPACE_TRAINEES |  | 1.109 CONSULTANT SPACE |  | 1 | 109 | CONSULTANT SPACE TRAINEES | entity:HQ_1-109_Consultant-Space-Trainees | 1.109 CONSULTANT SPACE TRAINEES | J->E | H has no room number and J has both, so column J stands; J (CONSULTANT SPACE) does not match E - name taken from E
VAV0090 | VAV | Included | LOBBY (GROUND FLOOR) | entity:HQ_G.104_LOBBY |  | LOBBY (GROUND FLOOR) |  | G | 104 | LOBBY | entity:HQ_G-104_Lobby | G.104 LOBBY | D->E | D disagrees between the two workbooks - sources/HQ_rooms_B-2F.xlsx says 'LOBBY (GROUND FLOOR)', sources/HQ_rooms_3F-Roof.xlsx says 'CONFERENCE ROOM 1.110'; sources/HQ_rooms_B-2F.xlsx owns this level; E disagrees between the two workbooks - sources/HQ_rooms_B-2F.xlsx says 'entity:HQ_G.104_LOBBY', sources/HQ_rooms_3F-Roof.xlsx says 'entity:HQ_1.11_CONFERENCE_ROOM'; sources/HQ_rooms_B-2F.xlsx owns this level; no usable J, so column D stands; D (LOBBY (GROUND FLOOR)) does not match E - name taken from E; no room number in the picked column - taken from E; the screen names this room without numbering it and the register gives 'LOBBY' more than one reference, so G.104 is kept from the same row - needs a check
VAV0091 | VAV | Not Included | PRAYER ROOM 1.105 | entity:HQ_1.105_PRAYER_ROOM | PRAYERS ROOM 1.105 |  |  | 1 | 105 | PRAYER ROOM | entity:HQ_1-105_Prayer-Room | 1.105 PRAYER ROOM | D | H carries a room number, so column D stands
VAV0092 | VAV | Included | FINANCE CASHIER 1.106 | entity:HQ_1.106_FINANCE_CASHIER |  |  |  | 1 | 106 | FINANCE CASHIER | entity:HQ_1-106_Finance-Cashier | 1.106 FINANCE CASHIER | D | the level rule points at the other workbook here; sources/HQ_rooms_3F-Roof.xlsx was chosen for this row on the client's instruction; D disagrees between the two workbooks - sources/HQ_rooms_3F-Roof.xlsx says 'FINANCE CASHIER 1.106', sources/HQ_rooms_B-2F.xlsx says 'FINANCE CASHIER 1.116'; sources/HQ_rooms_3F-Roof.xlsx owns this level; E disagrees between the two workbooks - sources/HQ_rooms_3F-Roof.xlsx says 'entity:HQ_1.106_FINANCE_CASHIER', sources/HQ_rooms_B-2F.xlsx says 'entity:HQ_1.116_FINANCE_CASHIER'; sources/HQ_rooms_3F-Roof.xlsx owns this level; no usable J, so column D stands
VAV0093 | VAV | Included | FINANCE ROOM 1.116 | entity:HQ_1.116_FINANCE_SECURE_ROOM | FINANCE SECURE ROOM 1.116 |  |  | 1 | 116 | FINANCE SECURE ROOM | entity:HQ_1-116_Finance-Secure-Room | 1.116 FINANCE SECURE ROOM | D->E | the level rule points at the other workbook here; sources/HQ_rooms_3F-Roof.xlsx was chosen for this row on the client's instruction; D disagrees between the two workbooks - sources/HQ_rooms_3F-Roof.xlsx says 'FINANCE ROOM 1.116', sources/HQ_rooms_B-2F.xlsx says 'FINANCE ROOM 1.106'; sources/HQ_rooms_3F-Roof.xlsx owns this level; E disagrees between the two workbooks - sources/HQ_rooms_3F-Roof.xlsx says 'entity:HQ_1.116_FINANCE_SECURE_ROOM', sources/HQ_rooms_B-2F.xlsx says 'entity:HQ_1.106_FINANCE_SECURE_ROOM'; sources/HQ_rooms_3F-Roof.xlsx owns this level; H carries a room number, so column D stands; D (FINANCE ROOM) does not match E - name taken from E
VAV0094 | VAV | Included | FINANCE AUDITOR 1.117 | entity:HQ_1.117_FINANCE_AUDITOR |  |  |  | 1 | 117 | FINANCE AUDITOR | entity:HQ_1-117_Finance-Auditor | 1.117 FINANCE AUDITOR | D | no usable J, so column D stands
VAV0095 | VAV | Included | FINANCE AUDITOR 1.115 | entity:HQ_1.115_FINANCE_AUDITOR |  |  |  | 1 | 115 | FINANCE AUDITOR | entity:HQ_1-115_Finance-Auditor | 1.115 FINANCE AUDITOR | D | no usable J, so column D stands
VAV0096 | VAV | Not Included | STAFF LOUNGE 1.101 | entity:HQ_1.101_STAFF_LOUNGE | CORRIDOR SOUTH WEST SW | 1.101 STAFF LOUNGE | green | 1 | 101 | STAFF LOUNGE | entity:HQ_1-101_Staff-Lounge | 1.101 STAFF LOUNGE | J | column H was blank in sources/HQ_rooms_B-2F.xlsx, taken from sources/HQ_rooms_3F-Roof.xlsx; green row: took the last populated name (J)
VAV0097 | VAV | Not Included | CORRIDOR 1.602 | entity:HQ_1.602_CORRIDOR | CORRIDOR SOUTH WEST 1.602 |  |  | 1 | 602 | CORRIDOR | entity:HQ_1-602_Corridor | 1.602 CORRIDOR | D | column H was blank in sources/HQ_rooms_B-2F.xlsx, taken from sources/HQ_rooms_3F-Roof.xlsx; H carries a room number, so column D stands
VAV0098 | VAV | Not Included | CORRIDOR 1.602 | entity:HQ_1.602_CORRIDOR | CORRIDOR SOUTH EAST SE |  |  | 1 | 602 | CORRIDOR | entity:HQ_1-602_Corridor | 1.602 CORRIDOR | D | no usable J, so column D stands
VAV0099 | VAV | Included | SOUTH EAST ZONE | entity:HQ_1.601_CORRIDOR | CORRIDOR SOUTH EAST |  |  | 1 | 601 | CORRIDOR | entity:HQ_1-601_Corridor | 1.601 CORRIDOR | D->E | no usable J, so column D stands; D (SOUTH EAST ZONE) does not match E - name taken from E; no room number in the picked column - taken from E; the screen names this room without numbering it and the register gives 'CORRIDOR' more than one reference, so 1.601 is kept from the same row - needs a check
VAV0100 | VAV | Included | FINANCE RECORD STORAGE 1.111 | entity:HQ_1.111_FINANCE_RECORD_STORAGE | FINANCE SECURE STO 1.111 |  |  | 1 | 111 | FINANCE RECORD STORAGE | entity:HQ_1-111_Finance-Record-Storage | 1.111 FINANCE RECORD STORAGE | D | H carries a room number, so column D stands
VAV0101 | VAV | Included | FOOD HEAT UP 1.702 | entity:HQ_1.702_FOOD_HEAT_UP |  |  |  | 1 | 702 | FOOD HEAT UP | entity:HQ_1-702_Food-Heat-Up | 1.702 FOOD HEAT UP | D | no usable J, so column D stands
VAV0102 | VAV | Included | WASHING AREA 1.706 | entity:HQ_1.706_WASHING_AREA | STAFF CAFETERIA (WASHING ROOM) 01.705 | 1.706 WASHING AREA | green | 1 | 706 | WASHING AREA | entity:HQ_1-706_Washing-Area | 1.706 WASHING AREA | J | green row: took the last populated name (J)
VAV0103 | VAV | Not Included | LOBBY (GROUND FLOOR) | entity:HQ_G.104_LOBBY | VOID AREA, ROOM UNIT LOCATED @LVL 1 NORTH EAST AREA NE CORE | LOBBY (GROUND FLOOR) |  | G | 104 | LOBBY | entity:HQ_G-104_Lobby | G.104 LOBBY | D->E | column H was blank in sources/HQ_rooms_B-2F.xlsx, taken from sources/HQ_rooms_3F-Roof.xlsx; no usable J, so column D stands; D (LOBBY (GROUND FLOOR)) does not match E - name taken from E; no room number in the picked column - taken from E; the screen names this room without numbering it and the register gives 'LOBBY' more than one reference, so G.104 is kept from the same row - needs a check
VAV0104 | VAV | Not Included | LOBBY (GROUND FLOOR) | entity:HQ_G.104_LOBBY |  | LOBBY (GROUND FLOOR) |  | G | 104 | LOBBY | entity:HQ_G-104_Lobby | G.104 LOBBY | D->E | no usable J, so column D stands; D (LOBBY (GROUND FLOOR)) does not match E - name taken from E; no room number in the picked column - taken from E; the screen names this room without numbering it and the register gives 'LOBBY' more than one reference, so G.104 is kept from the same row - needs a check
VAV0105 | VAV | Not Included | LOBBY (GROUND FLOOR) | entity:HQ_G.104_LOBBY |  | LOBBY (GROUND FLOOR) |  | G | 104 | LOBBY | entity:HQ_G-104_Lobby | G.104 LOBBY | D->E | no usable J, so column D stands; D (LOBBY (GROUND FLOOR)) does not match E - name taken from E; no room number in the picked column - taken from E; the screen names this room without numbering it and the register gives 'LOBBY' more than one reference, so G.104 is kept from the same row - needs a check
VAV0106 | VAV | Not Included | LOBBY (GROUND FLOOR) | entity:HQ_G.104_LOBBY |  | LOBBY (GROUND FLOOR) |  | G | 104 | LOBBY | entity:HQ_G-104_Lobby | G.104 LOBBY | D->E | no usable J, so column D stands; D (LOBBY (GROUND FLOOR)) does not match E - name taken from E; no room number in the picked column - taken from E; the screen names this room without numbering it and the register gives 'LOBBY' more than one reference, so G.104 is kept from the same row - needs a check
VAV0107 | VAV | Not Included | STAFF CAFETERIA 1.701 | entity:HQ_1.701_STAFF_CAFETERIA |  | 1.701 STAFF CAFETERIA |  | 1 | 701 | STAFF CAFETERIA | entity:HQ_1-701_Staff-Cafeteria | 1.701 STAFF CAFETERIA | J | H has no room number and J has both, so column J stands
VAV0108 | VAV | Not Included | STAFF CAFETERIA 1.701 | entity:HQ_1.701_STAFF_CAFETERIA |  | 1.701 STAFF CAFETERIA |  | 1 | 701 | STAFF CAFETERIA | entity:HQ_1-701_Staff-Cafeteria | 1.701 STAFF CAFETERIA | J | H has no room number and J has both, so column J stands
VAV0109 | VAV | Not Included | DIRECTOR ENSUIT 2.018 | entity:HQ_2.018_SUPPSERVDIRECTOR_ENSUIT | SUPP SERVICEDIR ENSUIT 2.018 |  |  | 2 | 018 | SUPPSERV DIRECTOR ENSUIT | entity:HQ_2-018_Suppserv-Director-Ensuit | 2.018 SUPPSERV DIRECTOR ENSUIT | D->E | H carries a room number, so column D stands; D (DIRECTOR ENSUIT) does not match E - name taken from E; department prefix split off - 'SUPPSERV DIRECTOR ENSUIT'; QF_HQ_Ontology_draft0.4.xlsx calls 2.018 'SUPPSERVDIRECTOR ENSUIT'
VAV0110 | VAV | Included | SUPP. SER. ADMIN 2.019 | entity:HQ_2.019_SUPPSERVADMINIST | SUPP SERVICEADMINIST 2.019 |  |  | 2 | 019 | SUPPSERVADMINIST | entity:HQ_2-019_Suppservadminist | 2.019 SUPPSERVADMINIST | D->E | H carries a room number, so column D stands; D (SUPP. SER. ADMIN) does not match E - name taken from E
VAV0111 | VAV | Included | SUPP. SER. ADMIN 2.020 | entity:HQ_2.02_SUPPSERVADMINIST | SUPPT SERVICEADMINIST 2.020 |  |  | 2 | 020 | SUPPSERVADMINIST | entity:HQ_2-020_Suppservadminist | 2.020 SUPPSERVADMINIST | D->E | H carries a room number, so column D stands; D (SUPP. SER. ADMIN) does not match E - name taken from E
VAV0112 | VAV | Included | SUPP. SER. ADMIN 2.021 | entity:HQ_2.021_SUPPSERVADMINIST | SUPP SERVICEADMINIST 2.021 |  |  | 2 | 021 | SUPPSERVADMINIST | entity:HQ_2-021_Suppservadminist | 2.021 SUPPSERVADMINIST | D->E | H carries a room number, so column D stands; D (SUPP. SER. ADMIN) does not match E - name taken from E
VAV0113 | VAV | Included | SUPP. SER. SECRETARY 2.022 | entity:HQ_2.022_SUPPSERVSECRETARY | SUPP SERVICESECRETARY 2.022 |  |  | 2 | 022 | SUPP. SER. SECRETARY | entity:HQ_2-022_Supp-Ser-Secretary | 2.022 SUPP SER SECRETARY | D | H carries a room number, so column D stands; spelled 'SUPP. SER. SECRETARY' here and 'SUPPSERVSECRETARY' in column E - one is a typo; QF_HQ_Ontology_draft0.4.xlsx calls 2.022 'SUPPSERVSECRETARY'
VAV0114 | VAV | Included | SUPP. SER. ADMIN 2.023 | entity:HQ_2.023_SUPPSERVADMINIST | SUPP SERVICEADMINIST 2.023 |  |  | 2 | 023 | SUPPSERVADMINIST | entity:HQ_2-023_Suppservadminist | 2.023 SUPPSERVADMINIST | D->E | H carries a room number, so column D stands; D (SUPP. SER. ADMIN) does not match E - name taken from E
VAV0115 | VAV | Included | SUPP. SER. ADMIN 2.024 | entity:HQ_2.024_SUPPSERVADMINIST | SUPP SERVICEADMINIST 2.024 |  |  | 2 | 024 | SUPPSERVADMINIST | entity:HQ_2-024_Suppservadminist | 2.024 SUPPSERVADMINIST | D->E | H carries a room number, so column D stands; D (SUPP. SER. ADMIN) does not match E - name taken from E
VAV0116 | VAV | Included | SUPP. SER. ADMIN 2.025 | entity:HQ_2.025_SUPPSERVADMINIST | SUPP SERVICEADMINIST 2.025 |  |  | 2 | 025 | SUPPSERVADMINIST | entity:HQ_2-025_Suppservadminist | 2.025 SUPPSERVADMINIST | D->E | H carries a room number, so column D stands; D (SUPP. SER. ADMIN) does not match E - name taken from E
VAV0117 | VAV | Included | SUPP. SER. SECRETARY 2.026 | entity:HQ_2.026_SUPPSERVSECRETARY | SUPP SERVICESECRETARY 2.026 |  |  | 2 | 026 | SUPP. SER. SECRETARY | entity:HQ_2-026_Supp-Ser-Secretary | 2.026 SUPP SER SECRETARY | D | H carries a room number, so column D stands; spelled 'SUPP. SER. SECRETARY' here and 'SUPPSERVSECRETARY' in column E - one is a typo; QF_HQ_Ontology_draft0.4.xlsx calls 2.026 'SUPPSERVSECRETARY'
VAV0118 | VAV | Included | SUPP. SER. ADMIN 2.027 | entity:HQ_2.027_SUPPSERVADMINIST | SUPP SERVICEADMINIST 2.027 |  |  | 2 | 027 | SUPPSERVADMINIST | entity:HQ_2-027_Suppservadminist | 2.027 SUPPSERVADMINIST | D->E | H carries a room number, so column D stands; D (SUPP. SER. ADMIN) does not match E - name taken from E
VAV0119 | VAV | Included | SUPP. SER. ADMIN 2.028 | entity:HQ_2.028_SUPPSERVADMINIST | SUPP SERVICEADMINIST 2.028 | 2.028 ADMIN |  | 2 | 028 | SUPPSERVADMINIST | entity:HQ_2-028_Suppservadminist | 2.028 SUPPSERVADMINIST | D->E | H carries a room number, so column D stands; D (SUPP. SER. ADMIN) does not match E - name taken from E
VAV0120 | VAV | Included | SUPP. SER. ADMIN 2.029 | entity:HQ_2.029_SUPPSERVADMINIST | SUPP SERVICEADMINIST 2.029 |  |  | 2 | 029 | SUPPSERVADMINIST | entity:HQ_2-029_Suppservadminist | 2.029 SUPPSERVADMINIST | D->E | H carries a room number, so column D stands; D (SUPP. SER. ADMIN) does not match E - name taken from E
VAV0121 | VAV | Included | SUPP. SER. SECRETARY 2.030 | entity:HQ_2.03_SUPPSERVSECRETARY | SUPP SERVICESECRETARY 2.030 |  |  | 2 | 030 | SUPP. SER. SECRETARY | entity:HQ_2-030_Supp-Ser-Secretary | 2.030 SUPP SER SECRETARY | D | H carries a room number, so column D stands; spelled 'SUPP. SER. SECRETARY' here and 'SUPPSERVSECRETARY' in column E - one is a typo; QF_HQ_Ontology_draft0.4.xlsx calls 2.030 'SUPPSERVSECRETARY'
VAV0122 | VAV | Included | SUPP. SER. ADMIN 2.031 | entity:HQ_2.031_SUPPSERVADMINIST | SUPP SERVICEADMINIST 2.031 |  |  | 2 | 031 | SUPPSERVADMINIST | entity:HQ_2-031_Suppservadminist | 2.031 SUPPSERVADMINIST | D->E | H carries a room number, so column D stands; D (SUPP. SER. ADMIN) does not match E - name taken from E
VAV0123 | VAV | Included | SUPP. SER. ADMIN 2.032 | entity:HQ_2.032_SUPPSERVADMINIST | SUPP SERVICEADMINIST 2.032 |  |  | 2 | 032 | SUPPSERVADMINIST | entity:HQ_2-032_Suppservadminist | 2.032 SUPPSERVADMINIST | D->E | H carries a room number, so column D stands; D (SUPP. SER. ADMIN) does not match E - name taken from E
VAV0124 | VAV | Included | SUPP. SER. ADMIN 2.033 | entity:HQ_2.033_SUPPSERVADMINIST | SUPP SERVICEADMINIST 2.033 |  |  | 2 | 033 | SUPPSERVADMINIST | entity:HQ_2-033_Suppservadminist | 2.033 SUPPSERVADMINIST | D->E | H carries a room number, so column D stands; D (SUPP. SER. ADMIN) does not match E - name taken from E
VAV0125 | VAV | Included | SUPP. SER. SECRETARY 2.034 | entity:HQ_2.034_SUPPSERVSECRETARY | SUPP SERVICESECRETARY 2.034 |  |  | 2 | 034 | SUPP. SER. SECRETARY | entity:HQ_2-034_Supp-Ser-Secretary | 2.034 SUPP SER SECRETARY | D | H carries a room number, so column D stands; spelled 'SUPP. SER. SECRETARY' here and 'SUPPSERVSECRETARY' in column E - one is a typo; QF_HQ_Ontology_draft0.4.xlsx calls 2.034 'SUPPSERVSECRETARY'
VAV0126 | VAV | Included | SUPP. SER. ADMIN 2.035 | entity:HQ_2.035_SUPPSERVADMINIST | SUPP SERVICEADMINIST 2.035 |  |  | 2 | 035 | SUPPSERVADMINIST | entity:HQ_2-035_Suppservadminist | 2.035 SUPPSERVADMINIST | D->E | H carries a room number, so column D stands; D (SUPP. SER. ADMIN) does not match E - name taken from E
VAV0127 | VAV | Included | SUPP. SER. ADMIN 2.036 | entity:HQ_2.036_SUPPSERVADMINIST | SUPP SERVICEADMINIST 2.036 | 2.036 ADMIN |  | 2 | 036 | SUPPSERVADMINIST | entity:HQ_2-036_Suppservadminist | 2.036 SUPPSERVADMINIST | D->E | H carries a room number, so column D stands; D (SUPP. SER. ADMIN) does not match E - name taken from E
VAV0128 | VAV | Included | OFFICE SPACE 2.110A | entity:HQ_2.110A_OFFICE_SPACE | SHELL SPACE 02.110 | 2.110A OFFICE SPACE |  | 2 | 110A | OFFICE SPACE | entity:HQ_2-110A_Office-Space | 2.110A OFFICE SPACE | D | H carries a room number, so column D stands
VAV0129 | VAV | Not Included | 02.CORIDOR | entity:HQ_2.601_S-TOWER_CORRIDOR | CORRIDOR NE |  |  | 2 | 601 | S-TOWER CORRIDOR | entity:HQ_2-601_S-Tower-Corridor | 2.601 S TOWER CORRIDOR | D->E | no usable J, so column D stands; D (02.CORIDOR) does not match E - name taken from E; no room number in the picked column - taken from E; the screen names this room without numbering it and the register gives 'S-TOWER CORRIDOR' more than one reference, so 2.601 is kept from the same row - needs a check
VAV0130 | VAV | Not Included | 02.CORIDOR | entity:HQ_2.601_S-TOWER_CORRIDOR | CORRIDOR |  |  | 2 | 601 | S-TOWER CORRIDOR | entity:HQ_2-601_S-Tower-Corridor | 2.601 S TOWER CORRIDOR | D->E | no usable J, so column D stands; D (02.CORIDOR) does not match E - name taken from E; no room number in the picked column - taken from E; the screen names this room without numbering it and the register gives 'S-TOWER CORRIDOR' more than one reference, so 2.601 is kept from the same row - needs a check
VAV0131 | VAV | Not Included | FEMALE PRAYER ROOM 2.109 | entity:HQ_2.109_SHELL_SPACE | SHELL SPACE 2.109 |  |  | 2 | 109 | SHELL SPACE | entity:HQ_2-109_Shell-Space | 2.109 SHELL SPACE | D->E | H carries a room number, so column D stands; D (FEMALE PRAYER ROOM) does not match E - name taken from E
VAV0132 | VAV | Included | MEETING ROOM 2.108 | entity:HQ_2.108_SUPPSERVMEETING_ROOM | SUPPSERVMEETING ROOM 2.108 |  |  | 2 | 108 | SUPPSERV MEETING ROOM | entity:HQ_2-108_Suppserv-Meeting-Room | 2.108 SUPPSERV MEETING ROOM | D->E | H carries a room number, so column D stands; D (MEETING ROOM) does not match E - name taken from E; department prefix split off - 'SUPPSERV MEETING ROOM'; QF_HQ_Ontology_draft0.4.xlsx calls 2.108 'SUPPSERVMEETING ROOM'
VAV0133 | VAV | Included | MEETING ROOM 2.108 | entity:HQ_2.108_SUPPSERVMEETING_ROOM |  |  |  | 2 | 108 | SUPPSERV MEETING ROOM | entity:HQ_2-108_Suppserv-Meeting-Room | 2.108 SUPPSERV MEETING ROOM | D->E | no usable J, so column D stands; D (MEETING ROOM) does not match E - name taken from E; department prefix split off - 'SUPPSERV MEETING ROOM'; QF_HQ_Ontology_draft0.4.xlsx calls 2.108 'SUPPSERVMEETING ROOM'
VAV0134 | VAV | Not Included | LOUNGE 2.105 | entity:HQ_2.105_LOUNGE |  |  |  | 2 | 105 | LOUNGE | entity:HQ_2-105_Lounge | 2.105 LOUNGE | D | no usable J, so column D stands
VAV0135 | VAV | Included | CONSULTANT SPACE 2.104 | entity:HQ_2.104_CONSULTANTS_SPACE-OTHERS | CONSULTANTS SPACE OTHERS 2.104 |  |  | 2 | 104 | CONSULTANTS SPACE OTHERS | entity:HQ_2-104_Consultants-Space-Others | 2.104 CONSULTANTS SPACE OTHERS | D->E | H carries a room number, so column D stands; D (CONSULTANT SPACE) does not match E - name taken from E; spelled 'CONSULTANTS SPACE OTHERS' on the clearest source
VAV0136 | VAV | Included | CONSULTANT SPACE 2.104 | entity:HQ_2.104_CONSULTANTS_SPACE-OTHERS |  |  |  | 2 | 104 | CONSULTANTS SPACE-OTHERS | entity:HQ_2-104_Consultants-Space-Others | 2.104 CONSULTANTS SPACE OTHERS | D->E | no usable J, so column D stands; D (CONSULTANT SPACE) does not match E - name taken from E
VAV0137 | VAV | Included | CONSULTANT SPACE 2.102 | entity:HQ_2.102_CONSULTANTS_SPACE-OTHERS | CONSULTANTS SPACE OTHERS 2.102 |  |  | 2 | 102 | CONSULTANTS SPACE OTHERS | entity:HQ_2-102_Consultants-Space-Others | 2.102 CONSULTANTS SPACE OTHERS | D->E | H carries a room number, so column D stands; D (CONSULTANT SPACE) does not match E - name taken from E; spelled 'CONSULTANTS SPACE OTHERS' on the clearest source
VAV0138 | VAV | Included | SUPP. SER. SECRETARY 2.017 | entity:HQ_2.017_SUPPSERVSECRETARY | SUPPSERVSECRETARY 2.017 |  |  | 2 | 017 | SUPP. SER. SECRETARY | entity:HQ_2-017_Supp-Ser-Secretary | 2.017 SUPP SER SECRETARY | D | H carries a room number, so column D stands; spelled 'SUPP. SER. SECRETARY' here and 'SUPPSERVSECRETARY' in column E - one is a typo; QF_HQ_Ontology_draft0.4.xlsx calls 2.017 'SUPPSERVSECRETARY'
VAV0139 | VAV | Included | SUPP. SER. ADMIN 2.016 | entity:HQ_2.016_SUPPSERVADMINIST | SUPPSERVADMINIST 2.016 |  |  | 2 | 016 | SUPPSERVADMINIST | entity:HQ_2-016_Suppservadminist | 2.016 SUPPSERVADMINIST | D->E | H carries a room number, so column D stands; D (SUPP. SER. ADMIN) does not match E - name taken from E
VAV0140 | VAV | Included | SUPP. SER. ADMIN 2.015 | entity:HQ_2.015_SUPPSERVADMINIST | SUPPSERVADMINIST 2.015 |  |  | 2 | 015 | SUPPSERVADMINIST | entity:HQ_2-015_Suppservadminist | 2.015 SUPPSERVADMINIST | D->E | H carries a room number, so column D stands; D (SUPP. SER. ADMIN) does not match E - name taken from E
VAV0141 | VAV | Included | SUPP. SER. ADMIN 2.014 | entity:HQ_2.014_SUPPSERVADMINIST | SUPPSERVADMINIST 2.014 | 2.014 SUPP. SER. ADMIN |  | 2 | 014 | SUPPSERVADMINIST | entity:HQ_2-014_Suppservadminist | 2.014 SUPPSERVADMINIST | D->E | H carries a room number, so column D stands; D (SUPP. SER. ADMIN) does not match E - name taken from E
VAV0142 | VAV | Included | SUPP. SER. SECRETARY 2.013 | entity:HQ_2.013_SUPPSERVSECRETARY | SUPPSERVSECRETARY 2.013 | 2.013 SUPP. SER. SECRETARY |  | 2 | 013 | SUPP. SER. SECRETARY | entity:HQ_2-013_Supp-Ser-Secretary | 2.013 SUPP SER SECRETARY | D | H carries a room number, so column D stands; spelled 'SUPP. SER. SECRETARY' here and 'SUPPSERVSECRETARY' in column E - one is a typo; QF_HQ_Ontology_draft0.4.xlsx calls 2.013 'SUPPSERVSECRETARY'
VAV0143 | VAV | Included | SUPP. SER. ADMIN 2.012 | entity:HQ_2.012_SUPPSERVADMINIST | SUPPSERVADMINIST 2.012 | 2.012 SUPP. SER. ADMIN |  | 2 | 012 | SUPPSERVADMINIST | entity:HQ_2-012_Suppservadminist | 2.012 SUPPSERVADMINIST | D->E | H carries a room number, so column D stands; D (SUPP. SER. ADMIN) does not match E - name taken from E
VAV0144 | VAV | Included | SUPP. SER. ADMIN 2.011 | entity:HQ_2.011_SUPPSERVADMINIST | SUPPSERVADMINIST 2.011 | 2.011 SUPP. SER. ADMIN |  | 2 | 011 | SUPPSERVADMINIST | entity:HQ_2-011_Suppservadminist | 2.011 SUPPSERVADMINIST | D->E | H carries a room number, so column D stands; D (SUPP. SER. ADMIN) does not match E - name taken from E
VAV0145 | VAV | Included | SUPP. SER. ADMIN 2.010 | entity:HQ_2.01_SUPPSERVADMINIST | SUPPSERVADMINIST 2.010 |  |  | 2 | 010 | SUPPSERVADMINIST | entity:HQ_2-010_Suppservadminist | 2.010 SUPPSERVADMINIST | D->E | H carries a room number, so column D stands; D (SUPP. SER. ADMIN) does not match E - name taken from E
VAV0146 | VAV | Included | SUPP. SER. SECRETARY 2.009 | entity:HQ_2.009_SUPPSERVSECRETARY | SUPPSERVSECRETARY 2.009 |  |  | 2 | 009 | SUPP. SER. SECRETARY | entity:HQ_2-009_Supp-Ser-Secretary | 2.009 SUPP SER SECRETARY | D | H carries a room number, so column D stands; spelled 'SUPP. SER. SECRETARY' here and 'SUPPSERVSECRETARY' in column E - one is a typo; QF_HQ_Ontology_draft0.4.xlsx calls 2.009 'SUPPSERVSECRETARY'
VAV0147 | VAV | Not Included | DEBATE EXECUTIVE 2.008 | entity:HQ_2.008_DOHA_DEBATE_EXECUTIVE | DOHA DEBATE EXECUTIVE 2.008 |  |  | 2 | 008 | DOHA DEBATE EXECUTIVE | entity:HQ_2-008_Doha-Debate-Executive | 2.008 DOHA DEBATE EXECUTIVE | D->E | H carries a room number, so column D stands; D (DEBATE EXECUTIVE) does not match E - name taken from E
VAV0148 | VAV | Not Included | DEBATE EXECUTIVE 2.007 | entity:HQ_2.007_DOHA_DEBATE_EXECUTIVE | DOHA DEBATE EXECUTIVE 2.007 |  |  | 2 | 007 | DOHA DEBATE EXECUTIVE | entity:HQ_2-007_Doha-Debate-Executive | 2.007 DOHA DEBATE EXECUTIVE | D->E | H carries a room number, so column D stands; D (DEBATE EXECUTIVE) does not match E - name taken from E
VAV0149 | VAV | Not Included | DEBATE EXECUTIVE 2.006 | entity:HQ_2.006_DOHA_DEBATE_EXECUTIVE | DOHA DEBATE EXECUTIVE 2.006 | 2.006 DEBATE EXECUTIVE |  | 2 | 006 | DOHA DEBATE EXECUTIVE | entity:HQ_2-006_Doha-Debate-Executive | 2.006 DOHA DEBATE EXECUTIVE | D->E | H carries a room number, so column D stands; D (DEBATE EXECUTIVE) does not match E - name taken from E
VAV0150 | VAV | Not Included | DEBATE EXECUTIVE 2.005 | entity:HQ_2.005_DOHA_DEBATE_EXECUTIVE | DOHA DEBATE EXECUTIVE 2.005 | 2.005 DEBATE EXECUTIVE |  | 2 | 005 | DOHA DEBATE EXECUTIVE | entity:HQ_2-005_Doha-Debate-Executive | 2.005 DOHA DEBATE EXECUTIVE | D->E | H carries a room number, so column D stands; D (DEBATE EXECUTIVE) does not match E - name taken from E
VAV0151 | VAV | Included | DEBATE SECRETARY 2.004 | entity:HQ_2.004_DOHA_DEBATE_SECRETARY | DOHA DEBATE SECRETARY 2.004 | 2.004 DEBATE SECRETARY |  | 2 | 004 | DOHA DEBATE SECRETARY | entity:HQ_2-004_Doha-Debate-Secretary | 2.004 DOHA DEBATE SECRETARY | D->E | H carries a room number, so column D stands; D (DEBATE SECRETARY) does not match E - name taken from E
VAV0152 | VAV | Not Included | DEBATE EXECUTIVE 2.003 | entity:HQ_2.003_DOHA_DEBATE_EXECUTIVE | DOHA DEBATE EXECUTIVE 2.003 |  |  | 2 | 003 | DOHA DEBATE EXECUTIVE | entity:HQ_2-003_Doha-Debate-Executive | 2.003 DOHA DEBATE EXECUTIVE | D->E | H carries a room number, so column D stands; D (DEBATE EXECUTIVE) does not match E - name taken from E
VAV0153 | VAV | Not Included | DEBATE EXECUTIVE 2.002 | entity:HQ_2.002_DOHA_DEBATE_EXECUTIVE | DOHA DEBATE EXECUTIVE 2.002 |  |  | 2 | 002 | DOHA DEBATE EXECUTIVE | entity:HQ_2-002_Doha-Debate-Executive | 2.002 DOHA DEBATE EXECUTIVE | D->E | H carries a room number, so column D stands; D (DEBATE EXECUTIVE) does not match E - name taken from E
VAV0154 | VAV | Included | STORAGE ROOM 2.001 | entity:HQ_2.001_STORAGE_ROOM |  |  |  | 2 | 001 | STORAGE ROOM | entity:HQ_2-001_Storage-Room | 2.001 STORAGE ROOM | D | no usable J, so column D stands
VAV0155 | VAV | Included | OFFICE SPACE 2.101A | entity:HQ_2.101A_OFFICE_SPACE | SHELL SPACE 02.101 |  |  | 2 | 101A | OFFICE SPACE | entity:HQ_2-101A_Office-Space | 2.101A OFFICE SPACE | D | H carries a room number, so column D stands
VAV0156 | VAV | Not Included | 02.CORIDOR | entity:HQ_2.601_S-TOWER_CORRIDOR | CORRIDOR SOUTH WEST SW |  |  | 2 | 601 | S-TOWER CORRIDOR | entity:HQ_2-601_S-Tower-Corridor | 2.601 S TOWER CORRIDOR | D->E | no usable J, so column D stands; D (02.CORIDOR) does not match E - name taken from E; no room number in the picked column - taken from E; the screen names this room without numbering it and the register gives 'S-TOWER CORRIDOR' more than one reference, so 2.601 is kept from the same row - needs a check
VAV0157 | VAV | Included | HR IMMIG STAFF 3.017 | entity:HQ_3.017_HR_IMMIG_STAFF | HR IMMIGSTAFF 3.017 | 3.017 HR IMMIG STAFF |  | 3 | 017 | HR IMMIG STAFF | entity:HQ_3-017_Hr-Immig-Staff | 3.017 HR IMMIG STAFF | D | H carries a room number, so column D stands
VAV0158 | VAV | Included | HR IMMIG STAFF 3.018 | entity:HQ_3.018_HR_IMMIG_STAFF | HR IMMIGSTAFF 3.018 | 3.018 HR IMMIG STAFF |  | 3 | 018 | HR IMMIG STAFF | entity:HQ_3-018_Hr-Immig-Staff | 3.018 HR IMMIG STAFF | D | H carries a room number, so column D stands
VAV0159 | VAV | Included | HR IMMIG STAFF 3.019 | entity:HQ_3.019_HR_IMMIG_STAFF | HR IMMIGSTAFF 3.019 | 3.019 HR IMMIG STAFF |  | 3 | 019 | HR IMMIG STAFF | entity:HQ_3-019_Hr-Immig-Staff | 3.019 HR IMMIG STAFF | D | H carries a room number, so column D stands
VAV0160 | VAV | Included | HR IMMIG STAFF 3.020 | entity:HQ_3.02_HR_IMMIG_STAFF | HR IMMIGSTAFF 3.020 | 3.020 HR IMMIG STAFF |  | 3 | 020 | HR IMMIG STAFF | entity:HQ_3-020_Hr-Immig-Staff | 3.020 HR IMMIG STAFF | D | H carries a room number, so column D stands
VAV0161 | VAV | Included | HR IMMIG STAFF 3.021 | entity:HQ_3.021_HR_IMMIG_STAFF | HR IMMIGSTAFF 3.021 | 3.021 HR IMMIG STAFF |  | 3 | 021 | HR IMMIG STAFF | entity:HQ_3-021_Hr-Immig-Staff | 3.021 HR IMMIG STAFF | D | H carries a room number, so column D stands
VAV0162 | VAV | Included | HR IMMIG STAFF 3.022 | entity:HQ_3.022_HR_IMMIG_SECRETARY | HR IMMIGSECRETARY 3.022 | 3.022 HR IMMIG STAFF |  | 3 | 022 | HR IMMIG SECRETARY | entity:HQ_3-022_Hr-Immig-Secretary | 3.022 HR IMMIG SECRETARY | D->E | H carries a room number, so column D stands; D (HR IMMIG STAFF) does not match E - name taken from E
VAV0163 | VAV | Included | HR IMMIG STAFF 3.023 | entity:HQ_3.023_HR_IMMIG_STAFF | HR IMMIGSTAFF 3.023 | 3.023 HR IMMIG STAFF |  | 3 | 023 | HR IMMIG STAFF | entity:HQ_3-023_Hr-Immig-Staff | 3.023 HR IMMIG STAFF | D | H carries a room number, so column D stands
VAV0164 | VAV | Included | HR IMMIG STAFF 3.024 | entity:HQ_3.024_HR_IMMIG_STAFF | HR IMMIGSTAFF 3.024 | 3.024 HR IMMIG STAFF |  | 3 | 024 | HR IMMIG STAFF | entity:HQ_3-024_Hr-Immig-Staff | 3.024 HR IMMIG STAFF | D | H carries a room number, so column D stands
VAV0165 | VAV | Included | HR IMMIG STAFF 3.025 | entity:HQ_3.025_HR_IMMIG_STAFF | HR IMMIGSTAFF 3.025 | 3.025 HR IMMIG STAFF |  | 3 | 025 | HR IMMIG STAFF | entity:HQ_3-025_Hr-Immig-Staff | 3.025 HR IMMIG STAFF | D | H carries a room number, so column D stands
VAV0166 | VAV | Included | HR IMMIG STAFF 3.026 | entity:HQ_3.026_HR_IMMIG_STAFF | HR IMMIGSTAFF 3.026 | 3.026 HR IMMIG STAFF |  | 3 | 026 | HR IMMIG STAFF | entity:HQ_3-026_Hr-Immig-Staff | 3.026 HR IMMIG STAFF | D | H carries a room number, so column D stands
VAV0167 | VAV | Included | HR IMMIG STAFF 3.027 | entity:HQ_3.027_HR_IMMIG_STAFF | HR IMMIGSTAFF 3.027 | 3.027 HR IMMIG STAFF |  | 3 | 027 | HR IMMIG STAFF | entity:HQ_3-027_Hr-Immig-Staff | 3.027 HR IMMIG STAFF | D | H carries a room number, so column D stands
VAV0168 | VAV | Included | HR IMMIG STAFF 3.028 | entity:HQ_3.028_HR_IMMIG_STAFF | HR IMMIGSTAFF 3.028 | 3.028 HR IMMIG STAFF |  | 3 | 028 | HR IMMIG STAFF | entity:HQ_3-028_Hr-Immig-Staff | 3.028 HR IMMIG STAFF | D | H carries a room number, so column D stands
VAV0169 | VAV | Included | HR IMMIG STAFF 3.029 | entity:HQ_3.029_HR_IMMIG_STAFF | HR IMMIGSTAFF 3.029 | 3.029 HR IMMIG STAFF |  | 3 | 029 | HR IMMIG STAFF | entity:HQ_3-029_Hr-Immig-Staff | 3.029 HR IMMIG STAFF | D | H carries a room number, so column D stands
VAV0170 | VAV | Included | HR IMMIG STAFF 3.030 | entity:HQ_3.03_HR_IMMIG_STAFF | HR IMMIGSTAFF 3.030 | 3.030 HR IMMIG STAFF |  | 3 | 030 | HR IMMIG STAFF | entity:HQ_3-030_Hr-Immig-Staff | 3.030 HR IMMIG STAFF | D | H carries a room number, so column D stands
VAV0171 | VAV | Included | HR IMMIG STAFF 3.031 | entity:HQ_3.031_HR_IMMIG_STAFF | HR IMMIGSTAFF 3.031 | 3.031 HR IMMIG STAFF |  | 3 | 031 | HR IMMIG STAFF | entity:HQ_3-031_Hr-Immig-Staff | 3.031 HR IMMIG STAFF | D | H carries a room number, so column D stands
VAV0172 | VAV | Included | HR IMMIG STAFF 3.032 | entity:HQ_3.032_HR_IMMIG_SECRETARY | HR IMMIGSTAFF 3.032 | 3.032 HR IMMIG STAFF |  | 3 | 032 | HR IMMIG SECRETARY | entity:HQ_3-032_Hr-Immig-Secretary | 3.032 HR IMMIG SECRETARY | D->E | H carries a room number, so column D stands; D (HR IMMIG STAFF) does not match E - name taken from E
VAV0173 | VAV | Included | MEETING ROOM 3.033 | entity:HQ_3.033_MEETING_ROOM |  | 3.033 MEETING ROOM |  | 3 | 033 | MEETING ROOM | entity:HQ_3-033_Meeting-Room | 3.033 MEETING ROOM | J | H has no room number and J has both, so column J stands
VAV0174 | VAV | Included | MEETING ROOM 3.033 | entity:HQ_3.033_MEETING_ROOM |  | 3.033 MEETING ROOM |  | 3 | 033 | MEETING ROOM | entity:HQ_3-033_Meeting-Room | 3.033 MEETING ROOM | J | H has no room number and J has both, so column J stands
VAV0175 | VAV | Included | OFFICE SPACE 3.105B | entity:HQ_3.105B_OFFICE_SPACE | SHELL SPACE 03.108 | 3.105B OFFICE SPACE |  | 3 | 105B | OFFICE SPACE | entity:HQ_3-105B_Office-Space | 3.105B OFFICE SPACE | D | H carries a room number, so column D stands
VAV0176 | VAV | Not Included | 03.CORIDOR | entity:HQ_3.601_S-TOWER_CORRIDOR | CORRIDOR NE | NORTH EAST CORRIDOR |  | 3 | 601 | S-TOWER CORRIDOR | entity:HQ_3-601_S-Tower-Corridor | 3.601 S TOWER CORRIDOR | D->E | no usable J, so column D stands; D (03.CORIDOR) does not match E - name taken from E; no room number in the picked column - taken from E; the screen names this room without numbering it and the register gives 'S-TOWER CORRIDOR' more than one reference, so 3.601 is kept from the same row - needs a check
VAV0177 | VAV | Not Included | ABLUTION ROOM 3.36 | entity:HQ_3.36_ABLUTION_ROOM | SHELL SPACE 03.105 | 3.36 ABLUTION ROOM |  | 3 | 360 | ABLUTION ROOM | entity:HQ_3-360_Ablution-Room | 3.360 ABLUTION ROOM | D | H carries a room number, so column D stands
VAV0178 | VAV | Not Included | FEMALE PRAYER ROOM 3.105A | entity:HQ_3.105A_FEMALE_PRAYER_ROOM |  | 3.105A FEMALE PRAYER ROOM |  | 3 | 105A | FEMALE PRAYER ROOM | entity:HQ_3-105A_Female-Prayer-Room | 3.105A FEMALE PRAYER ROOM | J | H has no room number and J has both, so column J stands
VAV0179 | VAV | Not Included | 03.CORIDOR | entity:HQ_3.601_S-TOWER_CORRIDOR | CORRIDOR | NORTH EAST CORRIDOR |  | 3 | 601 | S-TOWER CORRIDOR | entity:HQ_3-601_S-Tower-Corridor | 3.601 S TOWER CORRIDOR | D->E | no usable J, so column D stands; D (03.CORIDOR) does not match E - name taken from E; no room number in the picked column - taken from E; the screen names this room without numbering it and the register gives 'S-TOWER CORRIDOR' more than one reference, so 3.601 is kept from the same row - needs a check
VAV0180 | VAV | Not Included | LOUNGE 3.001 | entity:HQ_3.001_LOUNGE |  | 3.001 LOUNGE |  | 3 | 001 | LOUNGE | entity:HQ_3-001_Lounge | 3.001 LOUNGE | J | H has no room number and J has both, so column J stands
VAV0181 | VAV | Included | CONSULTANT SPACE TRAINEES 3.102 | entity:HQ_3.102_CONSULTANT_SPACE_TRAINEES |  | 3.102 CONSULTANT SPACE TRAINEES |  | 3 | 102 | CONSULTANT SPACE TRAINEES | entity:HQ_3-102_Consultant-Space-Trainees | 3.102 CONSULTANT SPACE TRAINEES | J | H has no room number and J has both, so column J stands
VAV0182 | VAV | Included | CONSULTANT SPACE TRAINEES 3.102 | entity:HQ_3.102_CONSULTANT_SPACE_TRAINEES |  | 3.102 CONSULTANT SPACE TRAINEES |  | 3 | 102 | CONSULTANT SPACE TRAINEES | entity:HQ_3-102_Consultant-Space-Trainees | 3.102 CONSULTANT SPACE TRAINEES | J | H has no room number and J has both, so column J stands
VAV0183 | VAV | Included | CONSULTANT SPACE TRAINEES 3.102 | entity:HQ_3.102_CONSULTANT_SPACE_TRAINEES |  | 3.102 CONSULTANT SPACE TRAINEES |  | 3 | 102 | CONSULTANT SPACE TRAINEES | entity:HQ_3-102_Consultant-Space-Trainees | 3.102 CONSULTANT SPACE TRAINEES | J | H has no room number and J has both, so column J stands
VAV0184 | VAV | Included | HR IMMG SECRETARY 3.104 | entity:HQ_3.104_HR_IMMIG_SECRETARY | HR IMMIGSECRETARY 3.104 | 3.104 HR IMMG SECRETARY |  | 3 | 104 | HR IMMG SECRETARY | entity:HQ_3-104_Hr-Immg-Secretary | 3.104 HR IMMG SECRETARY | D | H carries a room number, so column D stands; spelled 'HR IMMG SECRETARY' here and 'HR IMMIG SECRETARY' in column E - one is a typo; QF_HQ_Ontology_draft0.4.xlsx calls 3.104 'HR IMMIG SECRETARY'
VAV0185 | VAV | Included | HR IMMIG STAFF 3.012 | entity:HQ_3.012_HR_IMMIG_STAFF | HR IMMIGSTAFF 3.012 | 3.012 HR IMMIG STAFF |  | 3 | 012 | HR IMMIG STAFF | entity:HQ_3-012_Hr-Immig-Staff | 3.012 HR IMMIG STAFF | D | H carries a room number, so column D stands
VAV0186 | VAV | Included | HR IMMIG STAFF 3.013 | entity:HQ_3.013_HR_IMMIG_STAFF | HR IMMIGSTAFF 3.013 | 3.013 HR IMMIG STAFF |  | 3 | 013 | HR IMMIG STAFF | entity:HQ_3-013_Hr-Immig-Staff | 3.013 HR IMMIG STAFF | D | H carries a room number, so column D stands
VAV0187 | VAV | Included | HR IMMIG STAFF 3.014 | entity:HQ_3.014_HR_IMMIG_STAFF | HR IMMIGSTAFF 3.014 | 3.014 HR IMMIG STAFF |  | 3 | 014 | HR IMMIG STAFF | entity:HQ_3-014_Hr-Immig-Staff | 3.014 HR IMMIG STAFF | D | H carries a room number, so column D stands
VAV0188 | VAV | Included | HR IMMIG STAFF 3.015 | entity:HQ_3.015_HR_IMMIG_STAFF | HR IMMIGSTAFF 3.015 | 3.015 HR IMMIG STAFF |  | 3 | 015 | HR IMMIG STAFF | entity:HQ_3-015_Hr-Immig-Staff | 3.015 HR IMMIG STAFF | D | H carries a room number, so column D stands
VAV0189 | VAV | Included | HR IMMIG STAFF 3.016 | entity:HQ_3.016_HR_IMMIG_STAFF | HR IMMIGSTAFF 3.016 | 3.016 HR IMMIG STAFF |  | 3 | 016 | HR IMMIG STAFF | entity:HQ_3-016_Hr-Immig-Staff | 3.016 HR IMMIG STAFF | D | H carries a room number, so column D stands
VAV0190 | VAV | Included | HR IMMIG STAFF 3.003 | entity:HQ_3.003_HR_IMMIG_STAFF | HR IMMIGSTAFF 3.003 | 3.003 HR IMMIG STAFF |  | 3 | 003 | HR IMMIG STAFF | entity:HQ_3-003_Hr-Immig-Staff | 3.003 HR IMMIG STAFF | D | H carries a room number, so column D stands
VAV0191 | VAV | Included | HR IMMIG STAFF 3.004 | entity:HQ_3.004_HR_IMMIG_STAFF | HR IMMIGSTAFF 3.004 | 3.004 HR IMMIG STAFF |  | 3 | 004 | HR IMMIG STAFF | entity:HQ_3-004_Hr-Immig-Staff | 3.004 HR IMMIG STAFF | D | H carries a room number, so column D stands
VAV0192 | VAV | Included | HR IMMIG STAFF 3.005 | entity:HQ_3.005_HR_IMMIG_STAFF | HR IMMIGSTAFF 3.005 | 3.005 HR IMMIG STAFF |  | 3 | 005 | HR IMMIG STAFF | entity:HQ_3-005_Hr-Immig-Staff | 3.005 HR IMMIG STAFF | D | H carries a room number, so column D stands
VAV0193 | VAV | Included | HR IMMIG STAFF 3.006 | entity:HQ_3.006_HR_IMMIG_STAFF | HR IMMIGSTAFF 3.006 | 3.006 HR IMMIG STAFF |  | 3 | 006 | HR IMMIG STAFF | entity:HQ_3-006_Hr-Immig-Staff | 3.006 HR IMMIG STAFF | D | H carries a room number, so column D stands
VAV0194 | VAV | Included | HR IMMIG STAFF 3.007 | entity:HQ_3.007_HR_IMMIG_STAFF | HR IMMIGSTAFF 3.007 | 3.007 HR IMMIG STAFF |  | 3 | 007 | HR IMMIG STAFF | entity:HQ_3-007_Hr-Immig-Staff | 3.007 HR IMMIG STAFF | D | H carries a room number, so column D stands
VAV0195 | VAV | Included | HR IMMIG STAFF 3.008 | entity:HQ_3.008_HR_IMMIG_STAFF | HR IMMIGSTAFF 3.008 | 3.008 HR IMMIG STAFF |  | 3 | 008 | HR IMMIG STAFF | entity:HQ_3-008_Hr-Immig-Staff | 3.008 HR IMMIG STAFF | D | H carries a room number, so column D stands
VAV0196 | VAV | Included | HR IMMIG STAFF 3.009 | entity:HQ_3.009_HR_IMMIG_STORAGE | HR IMMIGSTORAGE 3.009 | 3.009 HR IMMIG STAFF |  | 3 | 009 | HR IMMIG STORAGE | entity:HQ_3-009_Hr-Immig-Storage | 3.009 HR IMMIG STORAGE | D->E | H carries a room number, so column D stands; D (HR IMMIG STAFF) does not match E - name taken from E
VAV0197 | VAV | Included | HR IMMIG STAFF 3.010 | entity:HQ_3.01_HR_IMMIG_STAFF | HR IMMIGSTAFF 3.010 | 3.010 HR IMMIG STAFF |  | 3 | 010 | HR IMMIG STAFF | entity:HQ_3-010_Hr-Immig-Staff | 3.010 HR IMMIG STAFF | D | H carries a room number, so column D stands
VAV0198 | VAV | Included | HR IMMIG STAFF 3.011 | entity:HQ_3.011_HR_IMMIG_STAFF | HR IMMIGSTAFF 3.011 | 3.011 HR IMMIG STAFF |  | 3 | 011 | HR IMMIG STAFF | entity:HQ_3-011_Hr-Immig-Staff | 3.011 HR IMMIG STAFF | D | H carries a room number, so column D stands
VAV0199 | VAV | Included | OFFICE SPACE 3.101 | entity:HQ_3.101_SHELL_SPACE | SHELL SPACE 3.101 | 3.101 OFFICE SPACE |  | 3 | 101 | SHELL SPACE | entity:HQ_3-101_Shell-Space | 3.101 SHELL SPACE | D->E | H carries a room number, so column D stands; D (OFFICE SPACE) does not match E - name taken from E
VAV0200 | VAV | Included | HR IMMIG STAFF 3.002 | entity:HQ_3.002_HR_IMMIG_STAFF | HR IMMIGSTAFF 3.002 | 3.002 HR IMMIG STAFF |  | 3 | 002 | HR IMMIG STAFF | entity:HQ_3-002_Hr-Immig-Staff | 3.002 HR IMMIG STAFF | D | H carries a room number, so column D stands
VAV0201 | VAV | Not Included | 03.CORIDOR | entity:HQ_3.601_S-TOWER_CORRIDOR | CORRIDOR SW | SOUTH WEST CORRIDOR |  | 3 | 601 | S-TOWER CORRIDOR | entity:HQ_3-601_S-Tower-Corridor | 3.601 S TOWER CORRIDOR | D->E | no usable J, so column D stands; D (03.CORIDOR) does not match E - name taken from E; no room number in the picked column - taken from E; the screen names this room without numbering it and the register gives 'S-TOWER CORRIDOR' more than one reference, so 3.601 is kept from the same row - needs a check
VAV0202 | VAV | Included | OFFICE SPACE 3.202A | entity:HQ_3.202A_OFFICE_SPACE | SHELL SPACE B 03.202B | 3.202A OFFICE SPACE |  | 3 | 202A | OFFICE SPACE | entity:HQ_3-202A_Office-Space | 3.202A OFFICE SPACE | D | H carries a room number, so column D stands
VAV0203 | VAV | Included | OFFICE SPACE 3.202B | entity:HQ_3.202B_OFFICE_SPACE | SHELL SPACE A 03.202A | 3.202B OFFICE SPACE |  | 3 | 202B | OFFICE SPACE | entity:HQ_3-202B_Office-Space | 3.202B OFFICE SPACE | D | H carries a room number, so column D stands
VAV0204 | VAV | Included | HR IMMIGRATION 3.205 | entity:HQ_3.205_HR_IMMIG_IMMIGRATION | HR IMMIGIMMIGRATION 3.205 | 3.205 HR IMMIGRATION |  | 3 | 205 | HR IMMIG IMMIGRATION | entity:HQ_3-205_Hr-Immig-Immigration | 3.205 HR IMMIG IMMIGRATION | D->E | H carries a room number, so column D stands; D (HR IMMIGRATION) does not match E - name taken from E
VAV0205 | VAV | Not Included | HR IMMIG MANAGER 3.206 | entity:HQ_3.206_HR_IMMIG_MANAGER | HR IMMIGMANAGER 3.206 | 3.206 HR IMMIG MANAGER |  | 3 | 206 | HR IMMIG MANAGER | entity:HQ_3-206_Hr-Immig-Manager | 3.206 HR IMMIG MANAGER | D | H carries a room number, so column D stands
VAV0206 | VAV | Not Included | HR IMMIG MANAGER 3.207 | entity:HQ_3.207_HR_IMMIG_MANAGER | HR IMMIGMANAGER 3.207 | 3.207 HR IMMIG MANAGER |  | 3 | 207 | HR IMMIG MANAGER | entity:HQ_3-207_Hr-Immig-Manager | 3.207 HR IMMIG MANAGER | D | H carries a room number, so column D stands
VAV0207 | VAV | Not Included | HR IMMIG MANAGER 3.208 | entity:HQ_3.208_HR_IMMIG_MANAGER | HR IMMIGMANAGER 3.208 | 3.208 HR IMMIG MANAGER |  | 3 | 208 | HR IMMIG MANAGER | entity:HQ_3-208_Hr-Immig-Manager | 3.208 HR IMMIG MANAGER | D | H carries a room number, so column D stands
VAV0208 | VAV | Not Included | HR IMMIG MANAGER 3.209 | entity:HQ_3.209_HR_IMMIG_MANAGER | HR IMMIGMANAGER 3.209 | 3.209 HR IMMIG MANAGER |  | 3 | 209 | HR IMMIG MANAGER | entity:HQ_3-209_Hr-Immig-Manager | 3.209 HR IMMIG MANAGER | D | H carries a room number, so column D stands
VAV0209 | VAV | Included | HR IMMIG OFFICER 3.210 | entity:HQ_3.21_HR_IMMIG_OFFICERS | HR IMMIG OFFICERS 3.210 | 3.210 HR IMMIG OFFICER |  | 3 | 210 | HR IMMIG OFFICER | entity:HQ_3-210_Hr-Immig-Officer | 3.210 HR IMMIG OFFICER | D | H carries a room number, so column D stands; spelled 'HR IMMIG OFFICER' here and 'HR IMMIG OFFICERS' in column E - one is a typo; QF_HQ_Ontology_draft0.4.xlsx calls 3.210 'HR IMMIG OFFICERS'
VAV0210 | VAV | Included | HR IMMIG OFFICER 3.210 | entity:HQ_3.21_HR_IMMIG_OFFICERS |  | 3.210 HR IMMIG OFFICER |  | 3 | 210 | HR IMMIG OFFICER | entity:HQ_3-210_Hr-Immig-Officer | 3.210 HR IMMIG OFFICER | J | H has no room number and J has both, so column J stands; spelled 'HR IMMIG OFFICER' here and 'HR IMMIG OFFICERS' in column E - one is a typo; QF_HQ_Ontology_draft0.4.xlsx calls 3.210 'HR IMMIG OFFICERS'
VAV0211 | VAV | Not Included | HR IMMIG MANAGER 3.211 | entity:HQ_3.211_HR_IMMIG_MANAGER | HR IMMIGMANAGER 3.211 | 3.211 HR IMMIG MANAGER |  | 3 | 211 | HR IMMIG MANAGER | entity:HQ_3-211_Hr-Immig-Manager | 3.211 HR IMMIG MANAGER | D | H carries a room number, so column D stands
VAV0212 | VAV | Included | HR IMMIG SEC. 3.212 | entity:HQ_3.212_HR_IMMIG_SECRETARIES | HR IMMIGSECRETARY 3.212 | 3.212 HR IMMIG SEC. |  | 3 | 212 | HR IMMIG SECRETARIES | entity:HQ_3-212_Hr-Immig-Secretaries | 3.212 HR IMMIG SECRETARIES | D->E | H carries a room number, so column D stands; D (HR IMMIG SEC.) does not match E - name taken from E
VAV0213 | VAV | Not Included | HR IMMIG DIR. ENSUIT 3.213 | entity:HQ_3.213_HR_IMMIG_DIRENSUIT | HR IMMIGDIRENSUIT 3.213 | 3.213 HR IMMIG DIR. ENSUIT |  | 3 | 213 | HR IMMIG DIR. ENSUIT | entity:HQ_3-213_Hr-Immig-Dir-Ensuit | 3.213 HR IMMIG DIR ENSUIT | D | H carries a room number, so column D stands; QF_HQ_Ontology_draft0.4.xlsx calls 3.213 'HR IMMIG DIRENSUIT'
VAV0214 | VAV | Not Included | IT DIR. ENSUIT 3.214 | entity:HQ_3.214_IT_SECRETARY | IT SECRETARY 3.214 | 3.214 IT DIR. ENSUIT |  | 3 | 214 | IT SECRETARY | entity:HQ_3-214_IT-Secretary | 3.214 IT SECRETARY | D->E | H carries a room number, so column D stands; D (IT DIR. ENSUIT) does not match E - name taken from E
VAV0215 | VAV | Not Included | IT DIR. ENSUIT 3.215 | entity:HQ_3.215_IT_DIRENSUIT | IT DIRECTOR ENSUIT 3.215 | 3.215 IT DIR. ENSUIT |  | 3 | 215 | IT DIR. ENSUIT | entity:HQ_3-215_IT-Dir-Ensuit | 3.215 IT DIR ENSUIT | D | H carries a room number, so column D stands; QF_HQ_Ontology_draft0.4.xlsx calls 3.215 'IT DIRENSUIT'
VAV0216 | VAV | Included | PROC. CONTR. SECRETARY 3.216 | entity:HQ_3.216_PROC&CONTRSECRETARY | PROC& CONTRLSECRETARY 3.216 | 3.216 PROC. CONTR. SECRETARY |  | 3 | 216 | PROC. CONTR. SECRETARY | entity:HQ_3-216_Proc-Contr-Secretary | 3.216 PROC CONTR SECRETARY | D | H carries a room number, so column D stands; spelled 'PROC. CONTR. SECRETARY' here and 'PROC&CONTRSECRETARY' in column E - one is a typo; QF_HQ_Ontology_draft0.4.xlsx calls 3.216 'PROC&CONTRSECRETARY'
VAV0217 | VAV | Not Included | PROC. & CONTR. DIR. E 3.201 | entity:HQ_3.201_PROC&CONTRDIRENSUIT | PROC& CONTRLDIRENSUIT 3.201 | 3.201 PROC. & CONTR. DIR. E |  | 3 | 201 | PROC& CONTRLDIRENSUIT | entity:HQ_3-201_Proc-And-Contrldirensuit | 3.201 PROC AND CONTRLDIRENSUIT | D->E | H carries a room number, so column D stands; D (PROC. & CONTR. DIR. E) does not match E - name taken from E; spelled 'PROC& CONTRLDIRENSUIT' on the clearest source; QF_HQ_Ontology_draft0.4.xlsx calls 3.201 'PROC&CONTRDIRENSUIT'
VAV0218 | VAV | Included | PROC. & CONTR. MEETING ROOM 3.301 | entity:HQ_3.301_PROC&CONTRMEETING_ROOM | HR IMMIGMEETING ROOM 3.301 | 3.301 PROC. & CONTR. MEETING ROOM |  | 3 | 301 | PROC. & CONTR. MEETING ROOM | entity:HQ_3-301_Proc-And-Contr-Meeting-Room | 3.301 PROC AND CONTR MEETING ROOM | D | H carries a room number, so column D stands; QF_HQ_Ontology_draft0.4.xlsx calls 3.301 'PROC&CONTRMEETING ROOM'
VAV0219 | VAV | Included | PROC. & CONTR. MEETING ROOM 3.301 | entity:HQ_3.301_PROC&CONTRMEETING_ROOM |  | 3.301 PROC. & CONTR. MEETING ROOM |  | 3 | 301 | PROC. & CONTR. MEETING ROOM | entity:HQ_3-301_Proc-And-Contr-Meeting-Room | 3.301 PROC AND CONTR MEETING ROOM | J | H has no room number and J has both, so column J stands; QF_HQ_Ontology_draft0.4.xlsx calls 3.301 'PROC&CONTRMEETING ROOM'
VAV0220 | VAV | Included | HR IMMG. MEETING ROOM 3.302 | entity:HQ_3.302_HR_IMMIG_MEETING_ROOM | HR IMMIGMEETING ROOM 3.302 | 3.302 HR IMMG. MEETING ROOM |  | 3 | 302 | HR IMMG. MEETING ROOM | entity:HQ_3-302_Hr-Immg-Meeting-Room | 3.302 HR IMMG MEETING ROOM | D | H carries a room number, so column D stands; spelled 'HR IMMG. MEETING ROOM' here and 'HR IMMIG MEETING ROOM' in column E - one is a typo; QF_HQ_Ontology_draft0.4.xlsx calls 3.302 'HR IMMIG MEETING ROOM'
VAV0221 | VAV | Not Included | SOUTH EAST CORRIDOR 3.602 | entity:HQ_3.602_E-TOWER_CORRIDOR | E-TOWER LOBBY SE | 3.602 SOUTH EAST CORRIDOR |  | 3 | 602 | E-TOWER CORRIDOR | entity:HQ_3-602_E-Tower-Corridor | 3.602 E TOWER CORRIDOR | J->E | H has no room number and J has both, so column J stands; J (SOUTH EAST CORRIDOR) does not match E - name taken from E
VAV0222 | VAV | Not Included | STR. PL. DIR. ENSUIT 04.004 | entity:HQ_4.004_STR_PL_DIR_ENSUIT |  | 4.004 STR. PL. DIR. ENSUIT |  | 4 | 004 | STR. PL. DIR. ENSUIT | entity:HQ_4-004_Str-Pl-Dir-Ensuit | 4.004 STR PL DIR ENSUIT | J | H has no room number and J has both, so column J stands
VAV0223 | VAV | Not Included | STR. PL. DIR. MEETING ROOM 04.005 | entity:HQ_4.005_STRPLDIRMEETING_ROOM | STR PL DIR ENSUIT 04.005 | 4.005 STR.PL.DIR.MEETING ROOM |  | 4 | 005 | STR. PL. DIR. MEETING ROOM | entity:HQ_4-005_Str-Pl-Dir-Meeting-Room | 4.005 STR PL DIR MEETING ROOM | D | H carries a room number, so column D stands; QF_HQ_Ontology_draft0.4.xlsx calls 4.005 'STRPLDIRMEETING ROOM'
VAV0224 | VAV | Not Included | STR. PL. DIR. MANAGER 04.006 | entity:HQ_4.006_STRPLDIRMANAGER |  | 4.006 STR. PL. DIR. MANAGER |  | 4 | 006 | STR. PL. DIR. MANAGER | entity:HQ_4-006_Str-Pl-Dir-Manager | 4.006 STR PL DIR MANAGER | J | H has no room number and J has both, so column J stands; QF_HQ_Ontology_draft0.4.xlsx calls 4.006 'STRPLDIRMANAGER'
VAV0225 | VAV | Not Included | STR. PL. DIR. MANAGER 04.007 | entity:HQ_4.007_STRPLDIRMANAGER |  | 4.007 STR. PL. DIR. MANAGER |  | 4 | 007 | STR. PL. DIR. MANAGER | entity:HQ_4-007_Str-Pl-Dir-Manager | 4.007 STR PL DIR MANAGER | J | H has no room number and J has both, so column J stands; QF_HQ_Ontology_draft0.4.xlsx calls 4.007 'STRPLDIRMANAGER'
VAV0226 | VAV | Not Included | STR. PL. DIR. MANAGER 04.008 | entity:HQ_4.008_STRPLDIRMANAGER |  | 4.008 STR. PL. DIR. MANAGER |  | 4 | 008 | STR. PL. DIR. MANAGER | entity:HQ_4-008_Str-Pl-Dir-Manager | 4.008 STR PL DIR MANAGER | J | H has no room number and J has both, so column J stands; QF_HQ_Ontology_draft0.4.xlsx calls 4.008 'STRPLDIRMANAGER'
VAV0227 | VAV | Not Included | STR. PL. DIR. HEAD OF PL. 04.009 | entity:HQ_4.009_STRPLDIRHEAD_OF_PL |  | 4.009 STR. PL. DIR. HEAD OF PL. |  | 4 | 009 | STR. PL. DIR. HEAD OF PL. | entity:HQ_4-009_Str-Pl-Dir-Head-Of-Pl | 4.009 STR PL DIR HEAD OF PL | J | H has no room number and J has both, so column J stands; QF_HQ_Ontology_draft0.4.xlsx calls 4.009 'STRPLDIRHEAD OF PL'
VAV0228 | VAV | Not Included | STR. PL. DIR. HEAD OF PL. 04.010 | entity:HQ_4.01_STRPLDIRHEAD_OF_PL |  | 4.010 STR. PL. DIR. HEAD OF PL. |  | 4 | 010 | STR. PL. DIR. HEAD OF PL. | entity:HQ_4-010_Str-Pl-Dir-Head-Of-Pl | 4.010 STR PL DIR HEAD OF PL | J | H has no room number and J has both, so column J stands; QF_HQ_Ontology_draft0.4.xlsx calls 4.010 'STRPLDIRHEAD OF PL'
VAV0229 | VAV | Not Included | STR. PL. DIR. HEAD OF PL. 04.011 | entity:HQ_4.011_STRPLDIRHEAD_OF_PL |  | 4.011 STR. PL. DIR. HEAD OF PL. |  | 4 | 011 | STR. PL. DIR. HEAD OF PL. | entity:HQ_4-011_Str-Pl-Dir-Head-Of-Pl | 4.011 STR PL DIR HEAD OF PL | J | H has no room number and J has both, so column J stands; QF_HQ_Ontology_draft0.4.xlsx calls 4.011 'STRPLDIRHEAD OF PL'
VAV0230 | VAV | Not Included | STR. PL. DIR. HEAD OF PL. 04.012 | entity:HQ_4.012_STRPLDIRHEAD_OF_PL |  | 4.012 STR. PL. DIR. HEAD OF PL. |  | 4 | 012 | STR. PL. DIR. HEAD OF PL. | entity:HQ_4-012_Str-Pl-Dir-Head-Of-Pl | 4.012 STR PL DIR HEAD OF PL | J | H has no room number and J has both, so column J stands; QF_HQ_Ontology_draft0.4.xlsx calls 4.012 'STRPLDIRHEAD OF PL'
VAV0231 | VAV | Not Included | STR. PL. DIR. HEAD OF PL. 04.013 | entity:HQ_4.013_STRPLDIRHEAD_OF_PL |  | 4.013 STR. PL. DIR. HEAD OF PL. |  | 4 | 013 | STR. PL. DIR. HEAD OF PL. | entity:HQ_4-013_Str-Pl-Dir-Head-Of-Pl | 4.013 STR PL DIR HEAD OF PL | J | H has no room number and J has both, so column J stands; QF_HQ_Ontology_draft0.4.xlsx calls 4.013 'STRPLDIRHEAD OF PL'
VAV0232 | VAV | Not Included | STR. PL. DIR. MANAGER 04.014 | entity:HQ_4.014_STRPLDIRMANAGER |  | 4.014 STR. PL. DIR. MANAGER |  | 4 | 014 | STR. PL. DIR. MANAGER | entity:HQ_4-014_Str-Pl-Dir-Manager | 4.014 STR PL DIR MANAGER | J | H has no room number and J has both, so column J stands; QF_HQ_Ontology_draft0.4.xlsx calls 4.014 'STRPLDIRMANAGER'
VAV0233 | VAV | Included | OFFICE SPACE 04.015C | entity:HQ_4.015C_OFFICE_SPACE | SHELL SPACE C 04.015C | 4.015A OFFICE SPACE | green | 4 | 015A | OFFICE SPACE | entity:HQ_4-015A_Office-Space | 4.015A OFFICE SPACE | J | green row: took the last populated name (J)
VAV0234 | VAV | Included | OFFICE SPACE 04.015A | entity:HQ_4.015A_OFFICE_SPACE | SHELL SPACE A 04.015A | 4.015C OFFICE SPACE | green | 4 | 015C | OFFICE SPACE | entity:HQ_4-015C_Office-Space | 4.015C OFFICE SPACE | J | green row: took the last populated name (J)
VAV0235 | VAV | Not Included | S-TOWER CORRIDOR 4.601 | entity:HQ_4.601_S-TOWER_CORRIDOR | CORRIDOR NE | NORTH EAST CORRIDOR |  | 4 | 601 | S-TOWER CORRIDOR | entity:HQ_4-601_S-Tower-Corridor | 4.601 S TOWER CORRIDOR | D | no usable J, so column D stands
VAV0236 | VAV | Not Included | VP EDU STORAGE 04.109 | entity:HQ_4.109_VP_EDU_STORAGE | VP EDU STORGE 04.109 | 4.109 VP EDU STORAGE |  | 4 | 109 | VP EDU STORAGE | entity:HQ_4-109_Vp-Edu-Storage | 4.109 VP EDU STORAGE | D | H carries a room number, so column D stands
VAV0237 | VAV | Not Included | S-TOWER CORRIDOR 4.601 | entity:HQ_4.601_S-TOWER_CORRIDOR | CORRIDOR NE | NORTH EAST CORRIDOR |  | 4 | 601 | S-TOWER CORRIDOR | entity:HQ_4-601_S-Tower-Corridor | 4.601 S TOWER CORRIDOR | D | no usable J, so column D stands
VAV0238 | VAV | Included | STR. PL. DIR. TECH. STAFF 04.108 | entity:HQ_4.108_STRPLDIRARCHIVE_ROOM | STR PL DIR ARCHIVE ROOM 04.108 | 4.108 STR. PL. DIR. TECH. STAFF |  | 4 | 108 | STR PL DIR ARCHIVE ROOM | entity:HQ_4-108_Str-Pl-Dir-Archive-Room | 4.108 STR PL DIR ARCHIVE ROOM | D->E | H carries a room number, so column D stands; D (STR. PL. DIR. TECH. STAFF) does not match E - name taken from E; spelled 'STR PL DIR ARCHIVE ROOM' on the clearest source; QF_HQ_Ontology_draft0.4.xlsx calls 4.108 'STRPLDIRARCHIVE ROOM'
VAV0239 | VAV | Included | STR. PL. DIR. TECH. STAFF 04.107 | entity:HQ_4.107_STRPLDIRTECHNSTAFF | STR PL DIR TECHNSTAFF 04.107 | 4.107 STR. PL. DIR. TECH. STAFF |  | 4 | 107 | STR. PL. DIR. TECH. STAFF | entity:HQ_4-107_Str-Pl-Dir-Tech-Staff | 4.107 STR PL DIR TECH STAFF | D | H carries a room number, so column D stands; spelled 'STR. PL. DIR. TECH. STAFF' here and 'STRPLDIRTECHNSTAFF' in column E - one is a typo; QF_HQ_Ontology_draft0.4.xlsx calls 4.107 'STRPLDIRTECHNSTAFF'
VAV0240 | VAV | Not Included | WAITING LOUNGE 04.104 | entity:HQ_4.104_WAITING_LOUNGE |  | 4.104 WAITING LOUNGE |  | 4 | 104 | WAITING LOUNGE | entity:HQ_4-104_Waiting-Lounge | 4.104 WAITING LOUNGE | J | H has no room number and J has both, so column J stands
VAV0241 | VAV | Not Included | WAITING LOUNGE 04.104 | entity:HQ_4.104_WAITING_LOUNGE |  | 4.104 WAITING LOUNGE |  | 4 | 104 | WAITING LOUNGE | entity:HQ_4-104_Waiting-Lounge | 4.104 WAITING LOUNGE | J | H has no room number and J has both, so column J stands
VAV0242 | VAV | Not Included | STR. PL. DIR. MANAGER 04.002 | entity:HQ_4.002_STRPLDIRMANAGER |  | 4.002 MANAGER |  | 4 | 002 | STR. PL. DIR. MANAGER | entity:HQ_4-002_Str-Pl-Dir-Manager | 4.002 STR PL DIR MANAGER | D | H has no room number and J has both, so column J stands; column D matches E (STRPLDIRMANAGER) and J does not - D wins; QF_HQ_Ontology_draft0.4.xlsx calls 4.002 'STRPLDIRMANAGER'
VAV0243 | VAV | Included | STR. PL. DIR. EXEC. SECRE. 04.003 | entity:HQ_4.003_STR_PL_DIR_EXEC_SECRE | STR PL DIREXECSECRETARY 04.003 | 4.003 SECRETARY |  | 4 | 003 | STR. PL. DIR. EXEC. SECRE. | entity:HQ_4-003_Str-Pl-Dir-Exec-Secre | 4.003 STR PL DIR EXEC SECRE | D | H carries a room number, so column D stands
VAV0244 | VAV | Included | OFFICE SPACE 04.001B | entity:HQ_4.001B_OFFICE_SPACE | SHELL SPACE B 04.001B | 4.001B OFFICE SPACE |  | 4 | 001B | OFFICE SPACE | entity:HQ_4-001B_Office-Space | 4.001B OFFICE SPACE | D | H carries a room number, so column D stands
VAV0245 | VAV | Included | OFFICE SPACE 04.001D | entity:HQ_4.001D_OFFICE_SPACE | SHELL SPACE D 04.001D | 4.001D OFFICE SPACE |  | 4 | 001D | OFFICE SPACE | entity:HQ_4-001D_Office-Space | 4.001D OFFICE SPACE | D | H carries a room number, so column D stands
VAV0246 | VAV | Included | OFFICE SPACE 04.001F | entity:HQ_4.001F_OFFICE_SPACE | SHELL SPACE F 04.001F | 4.001F OFFICE SPACE |  | 4 | 001F | OFFICE SPACE | entity:HQ_4-001F_Office-Space | 4.001F OFFICE SPACE | D | H carries a room number, so column D stands
VAV0247 | VAV | Included | OFFICE SPACE 04.001G | entity:HQ_4.001G_OFFICE_SPACE | SHELL SPACE G 04.001G | 4.001G OFFICE SPACE |  | 4 | 001G | OFFICE SPACE | entity:HQ_4-001G_Office-Space | 4.001G OFFICE SPACE | D | H carries a room number, so column D stands
VAV0248 | VAV | Included | STORAGE SPACE 04.103 | entity:HQ_4.103_STORAGE_SPACE |  | 4.103 STORAGE SPACE |  | 4 | 103 | STORAGE SPACE | entity:HQ_4-103_Storage-Space | 4.103 STORAGE SPACE | J | H has no room number and J has both, so column J stands
VAV0249 | VAV | Included | OFFICE SPACE 04.102 | entity:HQ_4.102_SHELL_SPACE | SHELL SPACE 04.102 | 4.102 OFFICE SPACE |  | 4 | 102 | SHELL SPACE | entity:HQ_4-102_Shell-Space | 4.102 SHELL SPACE | D->E | H carries a room number, so column D stands; D (OFFICE SPACE) does not match E - name taken from E
VAV0250 | VAV | Included | OFFICE SPACE 04.101 | entity:HQ_4.101_SHELL_SPACE | SHELL SPACE 04.101 | 4.101 OFFICE SPACE |  | 4 | 101 | SHELL SPACE | entity:HQ_4-101_Shell-Space | 4.101 SHELL SPACE | D->E | H carries a room number, so column D stands; D (OFFICE SPACE) does not match E - name taken from E
VAV0251 | VAV | Not Included | S-TOWER CORRIDOR 4.601 | entity:HQ_4.601_S-TOWER_CORRIDOR | CORRIDOR SW | SOUTH WEST CORRIDOR |  | 4 | 601 | S-TOWER CORRIDOR | entity:HQ_4-601_S-Tower-Corridor | 4.601 S TOWER CORRIDOR | D | no usable J, so column D stands
VAV0252 | VAV | Included | OFFICE SPACE 04.201 | entity:HQ_4.201_SHELL_SPACE | SHELL SPACE 04.201 | 4.201 OFFICE SPACE |  | 4 | 201 | SHELL SPACE | entity:HQ_4-201_Shell-Space | 4.201 SHELL SPACE | D->E | H carries a room number, so column D stands; D (OFFICE SPACE) does not match E - name taken from E
VAV0253 | VAV | Included | OFFICE SPACE 04.204 | entity:HQ_4.204_SHELL_SPACE | SHELL SPACE 04.204 | 4.204 OFFICE SPACE |  | 4 | 204 | SHELL SPACE | entity:HQ_4-204_Shell-Space | 4.204 SHELL SPACE | D->E | H carries a room number, so column D stands; D (OFFICE SPACE) does not match E - name taken from E
VAV0254 | VAV | Not Included | VP ADM MANAGER 04.205 | entity:HQ_4.205_VP_ADM_MANAGER | VP ADMN MANAGER 04.205 | 4.205 VP ADM MANAGER |  | 4 | 205 | VP ADM MANAGER | entity:HQ_4-205_Vp-Adm-Manager | 4.205 VP ADM MANAGER | D | H carries a room number, so column D stands
VAV0255 | VAV | Not Included | VP ADM MANAGER 04.206 | entity:HQ_4.206_VP_ADM_MANAGER | VP ADMN MANAGER 04.206 | 4.206 VP ADM MANAGER |  | 4 | 206 | VP ADM MANAGER | entity:HQ_4-206_Vp-Adm-Manager | 4.206 VP ADM MANAGER | D | H carries a room number, so column D stands
VAV0256 | VAV | Included | VP ADM SEC. 04.208 | entity:HQ_4.208_VP_ADM_EXECSECRET | VP ADMN SUPPSECRET 04.208 | 4.208 VP ADM SEC. |  | 4 | 208 | VP ADM EXECSECRET | entity:HQ_4-208_Vp-Adm-Execsecret | 4.208 VP ADM EXECSECRET | D->E | H carries a room number, so column D stands; D (VP ADM SEC.) does not match E - name taken from E
VAV0257 | VAV | Included | VP ADM SEC. 04.208 | entity:HQ_4.208_VP_ADM_EXECSECRET |  | 4.208 VP ADM SEC. |  | 4 | 208 | VP ADM EXECSECRET | entity:HQ_4-208_Vp-Adm-Execsecret | 4.208 VP ADM EXECSECRET | J->E | H has no room number and J has both, so column J stands; J (VP ADM SEC.) does not match E - name taken from E
VAV0258 | VAV | Not Included | VP ADM MANAGER 04.209 | entity:HQ_4.209_VP_ADM_MANAGER | VP ADMN MANAGER 04.209 | 4.209 VP ADM MANAGER |  | 4 | 209 | VP ADM MANAGER | entity:HQ_4-209_Vp-Adm-Manager | 4.209 VP ADM MANAGER | D | H carries a room number, so column D stands
VAV0259 | VAV | Not Included | VP ADM MANAGER 04.210 | entity:HQ_4.21_VP_ADM_MANAGER | VP ADMN MANAGER 04.210 | 4.210 MANAGER |  | 4 | 210 | VP ADM MANAGER | entity:HQ_4-210_Vp-Adm-Manager | 4.210 VP ADM MANAGER | D | H carries a room number, so column D stands
VAV0260 | VAV | Not Included | VP ADM MANAGER 04.211 | entity:HQ_4.211_VP_ADM_MANAGER | VP ADMN MANAGER 04.211 | 4.211 VP ADMIN |  | 4 | 211 | VP ADM MANAGER | entity:HQ_4-211_Vp-Adm-Manager | 4.211 VP ADM MANAGER | D | H carries a room number, so column D stands
VAV0261 | VAV | Included | VP ADM PERS. ASS. 04.212 | entity:HQ_4.212_VP_ADM_PERSASSIST | VP ADMNPERSASSIST 04.212 | 4.212 VP ADM PERS. ASS. |  | 4 | 212 | VP ADM PERSASSIST | entity:HQ_4-212_Vp-Adm-Persassist | 4.212 VP ADM PERSASSIST | D->E | H carries a room number, so column D stands; D (VP ADM PERS. ASS.) does not match E - name taken from E
VAV0262 | VAV | Not Included | VP ADM ENSUIT 04.213 | entity:HQ_4.213_VP_ADM_ENSUIT | VP ADMNENSUIT 04.213 | 4.213 VP ADM ENSUIT |  | 4 | 213 | VP ADM ENSUIT | entity:HQ_4-213_Vp-Adm-Ensuit | 4.213 VP ADM ENSUIT | D | H carries a room number, so column D stands
VAV0263 | VAV | Not Included | VP ADM MEETING ROOM 04.301 | entity:HQ_4.301_VP_ADM_MEETING_ROOM | VP ADMNMEETING ROOM 04.301 | 4.301 VP ADM MEETING ROOM |  | 4 | 301 | VP ADM MEETING ROOM | entity:HQ_4-301_Vp-Adm-Meeting-Room | 4.301 VP ADM MEETING ROOM | D | H carries a room number, so column D stands
VAV0264 | VAV | Not Included | VP ADM MEETING ROOM 04.301 | entity:HQ_4.301_VP_ADM_MEETING_ROOM |  | 4.301 VP ADM MEETING ROOM |  | 4 | 301 | VP ADM MEETING ROOM | entity:HQ_4-301_Vp-Adm-Meeting-Room | 4.301 VP ADM MEETING ROOM | J | H has no room number and J has both, so column J stands
VAV0265 | VAV | Not Included | E-TOWER CORRIDOR 4.603 | entity:HQ_4.603_E-TOWER_CORRIDOR | CORRIDOR SE | SOUTH EAST CORRIDOR |  | 4 | 603 | E-TOWER CORRIDOR | entity:HQ_4-603_E-Tower-Corridor | 4.603 E TOWER CORRIDOR | D | no usable J, so column D stands
VAV0266 | VAV | Not Included | E-TOWER CORRIDOR 4.603 | entity:HQ_4.603_E-TOWER_CORRIDOR | CORRIDOR SE | SOUTH EAST CORRIDOR |  | 4 | 603 | E-TOWER CORRIDOR | entity:HQ_4-603_E-Tower-Corridor | 4.603 E TOWER CORRIDOR | D | no usable J, so column D stands
VAV0267 | VAV | Not Included | VP EDU DIR ENSUIT 5.012 | entity:HQ_5.012_VP_EDU_OFFICE_DIRECTOR_ENSUIT | VP EDU OFCDIRENSUIT 5.012 | 5.012 VP EDU DIR ENSUIT |  | 5 | 012 | VP EDU OFFICE DIRECTOR ENSUIT | entity:HQ_5-012_Vp-Edu-Office-Director-Ensuit | 5.012 VP EDU OFFICE DIRECTOR ENSUIT | D->E | H carries a room number, so column D stands; D (VP EDU DIR ENSUIT) does not match E - name taken from E
VAV0268 | VAV | Not Included | VP EDU SECR. 5.013 | entity:HQ_5.013_VP_EDU_SECRETARY | VP EDU SECRETARY 5.013 | 5.013 VP EDU SECR. |  | 5 | 013 | VP EDU SECRETARY | entity:HQ_5-013_Vp-Edu-Secretary | 5.013 VP EDU SECRETARY | D->E | H carries a room number, so column D stands; D (VP EDU SECR.) does not match E - name taken from E
VAV0269 | VAV | Included | VP EDU ASSIS. 5.014 | entity:HQ_5.014_VP_EDU_ASSISTANT | VP EDU ASSISTANT 5.014 | 5.014 VP EDU ASSIS. |  | 5 | 014 | VP EDU ASSISTANT | entity:HQ_5-014_Vp-Edu-Assistant | 5.014 VP EDU ASSISTANT | D->E | H carries a room number, so column D stands; D (VP EDU ASSIS.) does not match E - name taken from E
VAV0270 | VAV | Included | VP EDU ASSIS. 5.015 | entity:HQ_5.015_VP_EDU_ASSISTANT | VP EDU ASSISTANT 5.015 | 5.015 VP EDU ASSIS. |  | 5 | 015 | VP EDU ASSISTANT | entity:HQ_5-015_Vp-Edu-Assistant | 5.015 VP EDU ASSISTANT | D->E | H carries a room number, so column D stands; D (VP EDU ASSIS.) does not match E - name taken from E
VAV0271 | VAV | Included | VP EDU ASSIS. 5.016 | entity:HQ_5.016_VP_EDU_ASSISTANT | VP EDU ASSISTANT 5.016 | 5.016 VP EDU ASSIS. |  | 5 | 016 | VP EDU ASSISTANT | entity:HQ_5-016_Vp-Edu-Assistant | 5.016 VP EDU ASSISTANT | D->E | H carries a room number, so column D stands; D (VP EDU ASSIS.) does not match E - name taken from E
VAV0272 | VAV | Included | VP EDU ASSIS. 5.017 | entity:HQ_5.017_VP_EDU_ASSISTANT | VP EDU ASSISTANT 5.017 | 5.017 VP EDU ASSIS. |  | 5 | 017 | VP EDU ASSISTANT | entity:HQ_5-017_Vp-Edu-Assistant | 5.017 VP EDU ASSISTANT | D->E | H carries a room number, so column D stands; D (VP EDU ASSIS.) does not match E - name taken from E
VAV0273 | VAV | Not Included | VP EDU OFF. 5.018 | entity:HQ_5.018_VP_EDU_OFFICERS | VP EDU OFFICERS 5.018 | 5.018 VP EDU OFF. |  | 5 | 018 | VP EDU OFFICERS | entity:HQ_5-018_Vp-Edu-Officers | 5.018 VP EDU OFFICERS | D->E | H carries a room number, so column D stands; D (VP EDU OFF.) does not match E - name taken from E
VAV0274 | VAV | Not Included | VP EDU OFF. 5.019 | entity:HQ_5.019_VP_EDU_OFFICERS | VP EDU OFFICERS 5.019 | 5.019 VP EDU OFF. |  | 5 | 019 | VP EDU OFFICERS | entity:HQ_5-019_Vp-Edu-Officers | 5.019 VP EDU OFFICERS | D->E | H carries a room number, so column D stands; D (VP EDU OFF.) does not match E - name taken from E
VAV0275 | VAV | Not Included | VP EDU OFF. 5.020 | entity:HQ_5.020_VP_EDU_OFFICERS | VP EDU OFFICERS 5.020 | 5.020 VP EDU OFF. |  | 5 | 020 | VP EDU OFFICERS | entity:HQ_5-020_Vp-Edu-Officers | 5.020 VP EDU OFFICERS | D->E | H carries a room number, so column D stands; D (VP EDU OFF.) does not match E - name taken from E
VAV0276 | VAV | Not Included | VP EDU OFF. 5.021 | entity:HQ_5.021_VP_EDU_OFFICERS | VP EDU OFFICERS 5.021 | 5.021 VP EDU OFF. |  | 5 | 021 | VP EDU OFFICERS | entity:HQ_5-021_Vp-Edu-Officers | 5.021 VP EDU OFFICERS | D->E | H carries a room number, so column D stands; D (VP EDU OFF.) does not match E - name taken from E
VAV0277 | VAV | Not Included | VP EDU OFF. 5.022 | entity:HQ_5.022_VP_EDU_OFFICERS | VP EDU OFFICERS 5.022 | 5.022 VP EDU OFF. |  | 5 | 022 | VP EDU OFFICERS | entity:HQ_5-022_Vp-Edu-Officers | 5.022 VP EDU OFFICERS | D->E | H carries a room number, so column D stands; D (VP EDU OFF.) does not match E - name taken from E
VAV0278 | VAV | Not Included | VP EDU OFF. 5.023 | entity:HQ_5.023_VP_EDU_OFFICERS | VP EDU OFFICERS 5.023 | 5.023 VP EDU OFF. |  | 5 | 023 | VP EDU OFFICERS | entity:HQ_5-023_Vp-Edu-Officers | 5.023 VP EDU OFFICERS | D->E | H carries a room number, so column D stands; D (VP EDU OFF.) does not match E - name taken from E
VAV0279 | VAV | Included | VP EDU SEC. 5.024 | entity:HQ_5.024_VP_EDU_SECRETARY | VP EDU SECRETARY 5.024 | 5.024 VP EDU SEC. |  | 5 | 024 | VP EDU SECRETARY | entity:HQ_5-024_Vp-Edu-Secretary | 5.024 VP EDU SECRETARY | D->E | H carries a room number, so column D stands; D (VP EDU SEC.) does not match E - name taken from E
VAV0280 | VAV | Not Included | VP EDU DIR ENSUIT 5.025 | entity:HQ_5.025_VP_EDU_OFFICE_DIRECTOR_ENSUIT | VP EDU OFCDIRENSUIT 5.025 | 5.025 VP EDU DIR ENSUIT |  | 5 | 025 | VP EDU OFFICE DIRECTOR ENSUIT | entity:HQ_5-025_Vp-Edu-Office-Director-Ensuit | 5.025 VP EDU OFFICE DIRECTOR ENSUIT | D->E | H carries a room number, so column D stands; D (VP EDU DIR ENSUIT) does not match E - name taken from E
VAV0281 | VAV | Included | VP EDU ASS. 5.026 | entity:HQ_5.026_VP_EDU_ASSISTANT | VP EDU ASSISTANT 5.026 | 5.026 VP EDU ASS. |  | 5 | 026 | VP EDU ASSISTANT | entity:HQ_5-026_Vp-Edu-Assistant | 5.026 VP EDU ASSISTANT | D->E | H carries a room number, so column D stands; D (VP EDU ASS.) does not match E - name taken from E
VAV0282 | VAV | Not Included | S-TOWER CORRIDOR 5.601 | entity:HQ_5.601_S-TOWER_CORRIDOR | CORRIDOR - | NORTH EAST CORRIDOR |  | 5 | 601 | S-TOWER CORRIDOR - | entity:HQ_5-601_S-Tower-Corridor | 5.601 S TOWER CORRIDOR | D | no usable J, so column D stands; department prefix split off - 'S-TOWER CORRIDOR -'
VAV0283 | VAV | Not Included | VP EDU OFF. 5.110 | entity:HQ_5.110_VP_EDU_OFFICERS | VP EDU OFFICERS 5.110 | 5.110 VP EDU OFF. |  | 5 | 110 | VP EDU OFFICERS | entity:HQ_5-110_Vp-Edu-Officers | 5.110 VP EDU OFFICERS | D->E | H carries a room number, so column D stands; D (VP EDU OFF.) does not match E - name taken from E
VAV0284 | VAV | Included | VP EDU ASS. 5.109 | entity:HQ_5.109_ELECTRICAL_CABINET | VP EDU ASSISTANT 5.109 | 5.109 VP EDU ASS. |  | 5 | 109 | ELECTRICAL CABINET | entity:HQ_5-109_Electrical-Cabinet | 5.109 ELECTRICAL CABINET | D->E | H carries a room number, so column D stands; D (VP EDU ASS.) does not match E - name taken from E
VAV0285 | VAV | Included | VP EDU SEC. 5.108 | entity:HQ_5.108_VP_EDU_ASSISTANT | VP EDU ASSISTANT 5.108 | 5.108 VP EDU SEC. |  | 5 | 108 | VP EDU ASSISTANT | entity:HQ_5-108_Vp-Edu-Assistant | 5.108 VP EDU ASSISTANT | D->E | H carries a room number, so column D stands; D (VP EDU SEC.) does not match E - name taken from E
VAV0286 | VAV | Included | VP EDU SEC. 5.107 | entity:HQ_5.107_VP_EDUCATION_SUPPSECRET | VP EDU SUPPSECRETARIES 5.107 | 5.107 VP EDU SEC. |  | 5 | 107 | VP EDUCATION SUPPSECRET | entity:HQ_5-107_Vp-Education-Suppsecret | 5.107 VP EDUCATION SUPPSECRET | D->E | H carries a room number, so column D stands; D (VP EDU SEC.) does not match E - name taken from E
VAV0287 | VAV | Included | VP EDU SEC. 5.107 | entity:HQ_5.107_VP_EDUCATION_SUPPSECRET |  | 5.107 VP EDU SEC. |  | 5 | 107 | VP EDUCATION SUPPSECRET | entity:HQ_5-107_Vp-Education-Suppsecret | 5.107 VP EDUCATION SUPPSECRET | J->E | H has no room number and J has both, so column J stands; J (VP EDU SEC.) does not match E - name taken from E
VAV0288 | VAV | Not Included | VP EDU LOUNGE WAITING 5.104 | entity:HQ_5.104_VP_EDU_LOUNGE_WAITING |  | 5.104 VP EDU LOUNGE WAITING |  | 5 | 104 | VP EDU LOUNGE WAITING | entity:HQ_5-104_Vp-Edu-Lounge-Waiting | 5.104 VP EDU LOUNGE WAITING | J | H has no room number and J has both, so column J stands
VAV0289 | VAV | Not Included | VP EDU LOUNGE WAITING 5.104 | entity:HQ_5.104_VP_EDU_LOUNGE_WAITING |  | 5.104 VP EDU LOUNGE WAITING |  | 5 | 104 | VP EDU LOUNGE WAITING | entity:HQ_5-104_Vp-Edu-Lounge-Waiting | 5.104 VP EDU LOUNGE WAITING | J | H has no room number and J has both, so column J stands
VAV0290 | VAV | Included | VP EDU OFFICERS 5.009 | entity:HQ_5.009_VP1_VP_EDU_OFFICERS |  | 5.009 VP EDU OFFICERS |  | 5 | 009 | VP1 VP EDU OFFICERS | entity:HQ_5-009_Vp1-Vp-Edu-Officers | 5.009 VP1 VP EDU OFFICERS | J->E | H has no room number and J has both, so column J stands; J (VP EDU OFFICERS) does not match E - name taken from E
VAV0291 | VAV | Included | VP EDU OFFICERS 5.010 | entity:HQ_5.010_VP_EDU_OFFICERS |  | 5.010 VP EDU OFFICERS |  | 5 | 010 | VP EDU OFFICERS | entity:HQ_5-010_Vp-Edu-Officers | 5.010 VP EDU OFFICERS | J | H has no room number and J has both, so column J stands
VAV0292 | VAV | Included | VP EDU ASSISTANT 5.011 | entity:HQ_5.011_VP_EDU_ASSISTANT |  | 5.011 VP EDU ASSISTANT |  | 5 | 011 | VP EDU ASSISTANT | entity:HQ_5-011_Vp-Edu-Assistant | 5.011 VP EDU ASSISTANT | J | H has no room number and J has both, so column J stands
VAV0293 | VAV | Not Included | VP EDU OFF. DIR ENSUIT 5.002 | entity:HQ_5.002_VP_EDU_OFFDIRENSUIT | VP EDU OFFDIRENSUIT 5.002 | 5.002 VP EDU OFF. DIR ENSUIT |  | 5 | 002 | VP EDU OFF. DIR ENSUIT | entity:HQ_5-002_Vp-Edu-Off-Dir-Ensuit | 5.002 VP EDU OFF DIR ENSUIT | D | H carries a room number, so column D stands; QF_HQ_Ontology_draft0.4.xlsx calls 5.002 'VP EDU OFFDIRENSUIT'
VAV0294 | VAV | Included | VP EDU SECRE. 5.003 | entity:HQ_5.003_VP_EDU_SECRETARY | VP EDU SECRETARY 5.003 | 5.003 VP EDU SECRE. |  | 5 | 003 | VP EDU SECRETARY | entity:HQ_5-003_Vp-Edu-Secretary | 5.003 VP EDU SECRETARY | D->E | H carries a room number, so column D stands; D (VP EDU SECRE.) does not match E - name taken from E
VAV0295 | VAV | Included | VP EDU ASSISTANT 5.004 | entity:HQ_5.004_VP_EDU_ASSISTANT |  | 5.004 VP EDU ASSISTANT |  | 5 | 004 | VP EDU ASSISTANT | entity:HQ_5-004_Vp-Edu-Assistant | 5.004 VP EDU ASSISTANT | J | H has no room number and J has both, so column J stands
VAV0296 | VAV | Included | VP EDU OFFICERS 5.005 | entity:HQ_5.005_VP_EDU_OFFICERS |  | 5.005 VP EDU OFFICERS |  | 5 | 005 | VP EDU OFFICERS | entity:HQ_5-005_Vp-Edu-Officers | 5.005 VP EDU OFFICERS | J | H has no room number and J has both, so column J stands
VAV0297 | VAV | Included | VP EDU OFFICERS 5.006 | entity:HQ_5.006_VP_EDU_OFFICERS |  | 5.006 VP EDU OFFICERS |  | 5 | 006 | VP EDU OFFICERS | entity:HQ_5-006_Vp-Edu-Officers | 5.006 VP EDU OFFICERS | J | H has no room number and J has both, so column J stands
VAV0298 | VAV | Included | VP EDU ASSISTANT 5.007 | entity:HQ_5.007_VP_EDU_OFFICERS |  | 5.007 VP EDU ASSISTANT |  | 5 | 007 | VP EDU OFFICERS | entity:HQ_5-007_Vp-Edu-Officers | 5.007 VP EDU OFFICERS | J->E | H has no room number and J has both, so column J stands; J (VP EDU ASSISTANT) does not match E - name taken from E
VAV0299 | VAV | Included | VP EDU ASSISTANT 5.008 | entity:HQ_5.008_VP_EDU_ASSISTANT |  | 5.008 VP EDU ASSISTANT |  | 5 | 008 | VP EDU ASSISTANT | entity:HQ_5-008_Vp-Edu-Assistant | 5.008 VP EDU ASSISTANT | J | H has no room number and J has both, so column J stands
VAV0300 | VAV | Included | MEETING ROOM 5.102 | entity:HQ_5.102_MEETING_ROOM |  | 5.102 MEETING ROOM |  | 5 | 102 | MEETING ROOM | entity:HQ_5-102_Meeting-Room | 5.102 MEETING ROOM | J | H has no room number and J has both, so column J stands
VAV0301 | VAV | Included | MEETING ROOM 5.102 | entity:HQ_5.102_MEETING_ROOM |  | 5.102 MEETING ROOM |  | 5 | 102 | MEETING ROOM | entity:HQ_5-102_Meeting-Room | 5.102 MEETING ROOM | J | H has no room number and J has both, so column J stands
VAV0302 | VAV | Included | VP EDU SECRETARY 5.101 | entity:HQ_5.101_VP_EDU_SECRET |  | 5.101 VP EDU SECRETARY |  | 5 | 101 | VP EDU SECRET | entity:HQ_5-101_Vp-Edu-Secret | 5.101 VP EDU SECRET | J->E | H has no room number and J has both, so column J stands; J (VP EDU SECRETARY) does not match E - name taken from E
VAV0303 | VAV | Included | VP EDU ASSISTANT 5.001 | entity:HQ_5.001_VP_EDU_ASSISTANT |  | 5.001 VP EDU ASSISTANT |  | 5 | 001 | VP EDU ASSISTANT | entity:HQ_5-001_Vp-Edu-Assistant | 5.001 VP EDU ASSISTANT | J | H has no room number and J has both, so column J stands
VAV0304 | VAV | Not Included | S-TOWER CORRIDOR 5.601 | entity:HQ_5.601_S-TOWER_CORRIDOR | CORRIDOR SW | SOUTH WEST CORRIDOR |  | 5 | 601 | S-TOWER CORRIDOR | entity:HQ_5-601_S-Tower-Corridor | 5.601 S TOWER CORRIDOR | D | no usable J, so column D stands
VAV0305 | VAV | Included | VP EDU MEMB. 5.201 | entity:HQ_5.201_VP_EDU_MEMBERS_OF_EDU | VP EDU MEMBERS OF EDU 5.201 | 5.201 VP EDU MEMB. |  | 5 | 201 | VP EDU MEMBERS OF EDU | entity:HQ_5-201_Vp-Edu-Members-Of-Edu | 5.201 VP EDU MEMBERS OF EDU | D->E | H carries a room number, so column D stands; D (VP EDU MEMB.) does not match E - name taken from E
VAV0306 | VAV | Included | VP EDU MEMB. 5.202 | entity:HQ_5.202_VP_EDU_MEMBERS_OF_EDU | VP EDU MEMBERS OF EDU 5.202 | 5.202 VP EDU MEMB. |  | 5 | 202 | VP EDU MEMBERS OF EDU | entity:HQ_5-202_Vp-Edu-Members-Of-Edu | 5.202 VP EDU MEMBERS OF EDU | D->E | H carries a room number, so column D stands; D (VP EDU MEMB.) does not match E - name taken from E
VAV0307 | VAV | Included | VP EDU MEMB. 5.203 | entity:HQ_5.203_VP_EDU_MEMBERS_OF_EDU | VP EDU MEMBERS OF EDU 5.203 | 5.203 VP EDU MEMB. |  | 5 | 203 | VP EDU MEMBERS OF EDU | entity:HQ_5-203_Vp-Edu-Members-Of-Edu | 5.203 VP EDU MEMBERS OF EDU | D->E | H carries a room number, so column D stands; D (VP EDU MEMB.) does not match E - name taken from E
VAV0308 | VAV | Included | VP EDU MEMB. 5.205 | entity:HQ_5.205_VP_EDU_MEETING_ROOM | VP EDU MEETING ROOM 5.205 | 5.205 VP EDU MEMB. |  | 5 | 205 | VP EDU MEETING ROOM | entity:HQ_5-205_Vp-Edu-Meeting-Room | 5.205 VP EDU MEETING ROOM | D->E | H carries a room number, so column D stands; D (VP EDU MEMB.) does not match E - name taken from E
VAV0309 | VAV | Included | VP EDU MEMB. 5.205 | entity:HQ_5.205_VP_EDU_MEETING_ROOM |  | 5.205 VP EDU MEMB. |  | 5 | 205 | VP EDU MEETING ROOM | entity:HQ_5-205_Vp-Edu-Meeting-Room | 5.205 VP EDU MEETING ROOM | J->E | H has no room number and J has both, so column J stands; J (VP EDU MEMB.) does not match E - name taken from E
VAV0310 | VAV | Included | VP EDU MEMB. 5.206 | entity:HQ_5.206_VP_EDU_MEMBERS_OF_EDU | VP EDU MEMBERS OF EDU 5.206 | 5.206 VP EDU MEMB. |  | 5 | 206 | VP EDU MEMBERS OF EDU | entity:HQ_5-206_Vp-Edu-Members-Of-Edu | 5.206 VP EDU MEMBERS OF EDU | D->E | H carries a room number, so column D stands; D (VP EDU MEMB.) does not match E - name taken from E
VAV0311 | VAV | Included | VP EDU MEMB. 5.207 | entity:HQ_5.207_VP_EDU_MEMBERS_OF_EDU | VP EDU MEMBERS OF EDU 5.207 | 5.207 VP EDU MEMB. |  | 5 | 207 | VP EDU MEMBERS OF EDU | entity:HQ_5-207_Vp-Edu-Members-Of-Edu | 5.207 VP EDU MEMBERS OF EDU | D->E | H carries a room number, so column D stands; D (VP EDU MEMB.) does not match E - name taken from E
VAV0312 | VAV | Included | VP EDU MEMB. 5.208 | entity:HQ_5.208_VP_EDU_MEMBERS_OF_EDU | VP EDU MEMBERS OF EDU 5.208 | 5.208 VP EDU MEMB. |  | 5 | 208 | VP EDU MEMBERS OF EDU | entity:HQ_5-208_Vp-Edu-Members-Of-Edu | 5.208 VP EDU MEMBERS OF EDU | D->E | H carries a room number, so column D stands; D (VP EDU MEMB.) does not match E - name taken from E
VAV0313 | VAV | Included | VP EDU MEMB. 5.209 | entity:HQ_5.209_VP_EDU_MEMBERS_OF_EDU | VP EDU MEMBERS OF EDU 5.209 | 5.209 VP EDU MEMB. |  | 5 | 209 | VP EDU MEMBERS OF EDU | entity:HQ_5-209_Vp-Edu-Members-Of-Edu | 5.209 VP EDU MEMBERS OF EDU | D->E | H carries a room number, so column D stands; D (VP EDU MEMB.) does not match E - name taken from E
VAV0314 | VAV | Not Included | VP EDU ENSUIT 5.210 | entity:HQ_5.210_VP_EDU_ENSUIT |  | 5.210 VP EDU ENSUIT |  | 5 | 210 | VP EDU ENSUIT | entity:HQ_5-210_Vp-Edu-Ensuit | 5.210 VP EDU ENSUIT | J | H has no room number and J has both, so column J stands
VAV0315 | VAV | Included | VP EDU SEC. 5.211 | entity:HQ_5.211_VP_EDU_CHPEXECSECRET | VP EDU CHPEXECSECRET 5.211 | 5.211 VP EDU SEC. |  | 5 | 211 | VP EDU CHPEXECSECRET | entity:HQ_5-211_Vp-Edu-Chpexecsecret | 5.211 VP EDU CHPEXECSECRET | D->E | H carries a room number, so column D stands; D (VP EDU SEC.) does not match E - name taken from E
VAV0316 | VAV | Included | VP EDU MEMB. 5.212 | entity:HQ_5.212_VP_EDU_MEMBERS_OF_EDU | VP EDU MEMBERS OF EDU 5.212 | 5.212 VP EDU MEMB. |  | 5 | 212 | VP EDU MEMBERS OF EDU | entity:HQ_5-212_Vp-Edu-Members-Of-Edu | 5.212 VP EDU MEMBERS OF EDU | D->E | H carries a room number, so column D stands; D (VP EDU MEMB.) does not match E - name taken from E
VAV0317 | VAV | Not Included | VP EDU DIR. ENSUIT 5.213 | entity:HQ_5.213_VP_EDU_OFFICE_DIRECTOR_ENSUIT | VP EDU OFCDIRENSUIT 5.213 | 5.213 VP EDU DIR. ENSUIT |  | 5 | 213 | VP EDU OFFICE DIRECTOR ENSUIT | entity:HQ_5-213_Vp-Edu-Office-Director-Ensuit | 5.213 VP EDU OFFICE DIRECTOR ENSUIT | D->E | H carries a room number, so column D stands; D (VP EDU DIR. ENSUIT) does not match E - name taken from E
VAV0318 | VAV | Not Included | 05.CORIDOR | entity:HQ_5.350_CORRIDOR | CORRIDOR SE | SOUTH EAST CORRIDOR |  | 5 | 350 | CORRIDOR | entity:HQ_5-350_Corridor | 5.350 CORRIDOR | D->E | no usable J, so column D stands; D (05.CORIDOR) does not match E - name taken from E; no room number in the picked column - taken from E; the screen names this room without numbering it and the register gives 'CORRIDOR' more than one reference, so 5.350 is kept from the same row - needs a check
VAV0319 | VAV | Not Included | 05.CORIDOR | entity:HQ_5.350_CORRIDOR | CORRIDOR SE | SOUTH EAST CORRIDOR |  | 5 | 350 | CORRIDOR | entity:HQ_5-350_Corridor | 5.350 CORRIDOR | D->E | no usable J, so column D stands; D (05.CORIDOR) does not match E - name taken from E; no room number in the picked column - taken from E; the screen names this room without numbering it and the register gives 'CORRIDOR' more than one reference, so 5.350 is kept from the same row - needs a check
VAV0320 | VAV | Not Included | 05.CORIDOR | entity:HQ_5.350_CORRIDOR | CORRIDOR SE | SOUTH EAST CORRIDOR |  | 5 | 350 | CORRIDOR | entity:HQ_5-350_Corridor | 5.350 CORRIDOR | D->E | no usable J, so column D stands; D (05.CORIDOR) does not match E - name taken from E; no room number in the picked column - taken from E; the screen names this room without numbering it and the register gives 'CORRIDOR' more than one reference, so 5.350 is kept from the same row - needs a check
VAV0321 | VAV | Not Included | 05.CORIDOR | entity:HQ_5.350_CORRIDOR | CORRIDOR NE | NORTH EAST CORRIDOR |  | 5 | 350 | CORRIDOR | entity:HQ_5-350_Corridor | 5.350 CORRIDOR | D->E | no usable J, so column D stands; D (05.CORIDOR) does not match E - name taken from E; no room number in the picked column - taken from E; the screen names this room without numbering it and the register gives 'CORRIDOR' more than one reference, so 5.350 is kept from the same row - needs a check
VAV0322 | VAV | Not Included | VP EDU OFF. 5.027 | entity:HQ_5.027_VP_EDU_OFFICERS | VP EDU OFFICERS 5.027 | 5.027 VP EDU OFF. |  | 5 | 027 | VP EDU OFFICERS | entity:HQ_5-027_Vp-Edu-Officers | 5.027 VP EDU OFFICERS | D->E | H carries a room number, so column D stands; D (VP EDU OFF.) does not match E - name taken from E
VAV0323 | VAV | Included | INT. AUDIT 06.012 | entity:HQ_6.012_INTAUDIT_SEN_JNTAUD | INTAUDIT SENJNTAUD 06.012 | 6.012 INT. AUDIT |  | 6 | 012 | INTAUDIT SEN JNTAUD | entity:HQ_6-012_Intaudit-Sen-Jntaud | 6.012 INTAUDIT SEN JNTAUD | D->E | H carries a room number, so column D stands; D (INT. AUDIT) does not match E - name taken from E
VAV0324 | VAV | Included | INT. AUDIT SEC. 06.013 | entity:HQ_6.013_INTAUDIT_SECRETARY | INTAUDIT SECRETARY 06.013 | 6.013 INT. AUDIT SEC. |  | 6 | 013 | INTAUDIT SECRETARY | entity:HQ_6-013_Intaudit-Secretary | 6.013 INTAUDIT SECRETARY | D->E | H carries a room number, so column D stands; D (INT. AUDIT SEC.) does not match E - name taken from E
VAV0325 | VAV | Included | ACA. AUDIT 06.014 | entity:HQ_6.014_ACAAUDIT_SUPPAUDIT | ACA AUDIT SUPP AUDIT 06.014 | 6.014 ACA. AUDIT |  | 6 | 014 | ACA AUDIT SUPP AUDIT | entity:HQ_6-014_Aca-Audit-Supp-Audit | 6.014 ACA AUDIT SUPP AUDIT | D->E | H carries a room number, so column D stands; D (ACA. AUDIT) does not match E - name taken from E; spelled 'ACA AUDIT SUPP AUDIT' on the clearest source; QF_HQ_Ontology_draft0.4.xlsx calls 6.014 'ACAAUDIT SUPPAUDIT'
VAV0326 | VAV | Included | ACA. AUDIT 06.015 | entity:HQ_6.015_ACAAUDIT_SUPPAUDIT | ACA AUDIT SUPP AUDIT 06.015 | 6.015 ACA. AUDIT |  | 6 | 015 | ACA AUDIT SUPP AUDIT | entity:HQ_6-015_Aca-Audit-Supp-Audit | 6.015 ACA AUDIT SUPP AUDIT | D->E | H carries a room number, so column D stands; D (ACA. AUDIT) does not match E - name taken from E; spelled 'ACA AUDIT SUPP AUDIT' on the clearest source; QF_HQ_Ontology_draft0.4.xlsx calls 6.015 'ACAAUDIT SUPPAUDIT'
VAV0327 | VAV | Included | ACA. AUDIT 06.016 | entity:HQ_6.016_ACAAUDIT_SUPPAUDIT | ACA AUDIT SUPP AUDIT 06.016 | 6.016 ACA. AUDIT |  | 6 | 016 | ACA AUDIT SUPP AUDIT | entity:HQ_6-016_Aca-Audit-Supp-Audit | 6.016 ACA AUDIT SUPP AUDIT | D->E | H carries a room number, so column D stands; D (ACA. AUDIT) does not match E - name taken from E; spelled 'ACA AUDIT SUPP AUDIT' on the clearest source; QF_HQ_Ontology_draft0.4.xlsx calls 6.016 'ACAAUDIT SUPPAUDIT'
VAV0328 | VAV | Included | ACA. AUDIT 06.017 | entity:HQ_6.017_ACAAUDIT_SUPPAUDIT | ACA AUDIT SUPP AUDIT 06.017 | 6.017 ACA. AUDIT |  | 6 | 017 | ACA AUDIT SUPP AUDIT | entity:HQ_6-017_Aca-Audit-Supp-Audit | 6.017 ACA AUDIT SUPP AUDIT | D->E | H carries a room number, so column D stands; D (ACA. AUDIT) does not match E - name taken from E; spelled 'ACA AUDIT SUPP AUDIT' on the clearest source; QF_HQ_Ontology_draft0.4.xlsx calls 6.017 'ACAAUDIT SUPPAUDIT'
VAV0329 | VAV | Included | ACA. AUDIT 06.018 | entity:HQ_6.018_ACAAUDIT_SUPPAUDIT | ACA AUDIT SUPP AUDIT 06.018 | 6.018 ACA. AUDIT |  | 6 | 018 | ACA AUDIT SUPP AUDIT | entity:HQ_6-018_Aca-Audit-Supp-Audit | 6.018 ACA AUDIT SUPP AUDIT | D->E | H carries a room number, so column D stands; D (ACA. AUDIT) does not match E - name taken from E; spelled 'ACA AUDIT SUPP AUDIT' on the clearest source; QF_HQ_Ontology_draft0.4.xlsx calls 6.018 'ACAAUDIT SUPPAUDIT'
VAV0330 | VAV | Included | ACA. AUDIT 06.019 | entity:HQ_6.019_ACAAUDIT_SUPPAUDIT | ACA AUDIT SUPP AUDIT 06.019 | 6.019 ACA. AUDIT |  | 6 | 019 | ACA AUDIT SUPP AUDIT | entity:HQ_6-019_Aca-Audit-Supp-Audit | 6.019 ACA AUDIT SUPP AUDIT | D->E | H carries a room number, so column D stands; D (ACA. AUDIT) does not match E - name taken from E; spelled 'ACA AUDIT SUPP AUDIT' on the clearest source; QF_HQ_Ontology_draft0.4.xlsx calls 6.019 'ACAAUDIT SUPPAUDIT'
VAV0331 | VAV | Included | ACA. AUDIT 06.020 | entity:HQ_6.02_ACAAUDIT_SUPPAUDIT | ACA AUDIT SUPP AUDIT 06.020 | 6.020 ACA. AUDIT |  | 6 | 020 | ACA AUDIT SUPP AUDIT | entity:HQ_6-020_Aca-Audit-Supp-Audit | 6.020 ACA AUDIT SUPP AUDIT | D->E | H carries a room number, so column D stands; D (ACA. AUDIT) does not match E - name taken from E; spelled 'ACA AUDIT SUPP AUDIT' on the clearest source; QF_HQ_Ontology_draft0.4.xlsx calls 6.020 'ACAAUDIT SUPPAUDIT'
VAV0332 | VAV | Included | ACA. AUDIT SEC. 06.021 | entity:HQ_6.021_ACAAUDIT_SECRETARY | ACA AUDIT SECRETARY 06.021 | 6.021 ACA. AUDIT SEC. |  | 6 | 021 | ACA AUDIT SECRETARY | entity:HQ_6-021_Aca-Audit-Secretary | 6.021 ACA AUDIT SECRETARY | D->E | H carries a room number, so column D stands; D (ACA. AUDIT SEC.) does not match E - name taken from E; spelled 'ACA AUDIT SECRETARY' on the clearest source; QF_HQ_Ontology_draft0.4.xlsx calls 6.021 'ACAAUDIT SECRETARY'
VAV0333 | VAV | Included | ACA. AUDIT SEC. 06.022 | entity:HQ_6.022_ACAAUDIT_SECRETARY | ACA AUDIT SECRETARY 06.022 | 6.022 ACA. AUDIT SEC. |  | 6 | 022 | ACA AUDIT SECRETARY | entity:HQ_6-022_Aca-Audit-Secretary | 6.022 ACA AUDIT SECRETARY | D->E | H carries a room number, so column D stands; D (ACA. AUDIT SEC.) does not match E - name taken from E; spelled 'ACA AUDIT SECRETARY' on the clearest source; QF_HQ_Ontology_draft0.4.xlsx calls 6.022 'ACAAUDIT SECRETARY'
VAV0334 | VAV | Included | ACA. SEN. AUDIT 06.023 | entity:HQ_6.023_ACAAUDIT_ACASENAUD | ACA AUDIT ACA SENAUD 06.023 | 6.023 ACA. SEN. AUDIT |  | 6 | 023 | ACA AUDIT ACA SENAUD | entity:HQ_6-023_Aca-Audit-Aca-Senaud | 6.023 ACA AUDIT ACA SENAUD | D->E | H carries a room number, so column D stands; D (ACA. SEN. AUDIT) does not match E - name taken from E; spelled 'ACA AUDIT ACA SENAUD' on the clearest source; QF_HQ_Ontology_draft0.4.xlsx calls 6.023 'ACAAUDIT ACASENAUD'
VAV0335 | VAV | Included | ACA. SEN. AUDIT 06.024 | entity:HQ_6.024_ACAAUDIT_ACASENAUD | ACA AUDIT ACA SENAUD 06.024 | 6.024 ACA. SEN. AUDIT |  | 6 | 024 | ACA AUDIT ACA SENAUD | entity:HQ_6-024_Aca-Audit-Aca-Senaud | 6.024 ACA AUDIT ACA SENAUD | D->E | H carries a room number, so column D stands; D (ACA. SEN. AUDIT) does not match E - name taken from E; spelled 'ACA AUDIT ACA SENAUD' on the clearest source; QF_HQ_Ontology_draft0.4.xlsx calls 6.024 'ACAAUDIT ACASENAUD'
VAV0336 | VAV | Included | FACI. MANA. SEC. 06.025 | entity:HQ_6.025_FACILITY_MANAGSECRETARY | FACILITY MANAGER SEC 06.025 | 6.025 FACI. MANA. SEC. |  | 6 | 025 | FACILITY MANAGSECRETARY | entity:HQ_6-025_Facility-Managsecretary | 6.025 FACILITY MANAGSECRETARY | D->E | H carries a room number, so column D stands; D (FACI. MANA. SEC.) does not match E - name taken from E
VAV0337 | VAV | Not Included | FACILITY MANAG. DIR. ENSUIT 06.026 | entity:HQ_6.026_VACILITY_MANAGDIRENSUIT | FACILITY MANDIRENSUIT 06.026 | 6.026 FACILITY MANAG. DIR. ENSUIT |  | 6 | 026 | FACILITY MANAG. DIR. ENSUIT | entity:HQ_6-026_Facility-Manag-Dir-Ensuit | 6.026 FACILITY MANAG DIR ENSUIT | D | H carries a room number, so column D stands; spelled 'FACILITY MANAG. DIR. ENSUIT' here and 'VACILITY MANAGDIRENSUIT' in column E - one is a typo; QF_HQ_Ontology_draft0.4.xlsx calls 6.026 'VACILITY MANAGDIRENSUIT'
VAV0338 | VAV | Included | VP CAPITAL CONSUL. 06.027 | entity:HQ_6.027_VP_CAPITAL_CONSULTANT | VP CAPITAL CONSULTANT 06.027 | 6.027 VP CAPITAL CONSUL. |  | 6 | 027 | VP CAPITAL CONSULTANT | entity:HQ_6-027_Vp-Capital-Consultant | 6.027 VP CAPITAL CONSULTANT | D->E | H carries a room number, so column D stands; D (VP CAPITAL CONSUL.) does not match E - name taken from E
VAV0339 | VAV | Included | VP CAPITAL CONSUL. 06.028 | entity:HQ_6.028_VP_CAPITAL_CONSULTANT | VP CAPITAL CONSULTANT 06.028 | 6.028 VP CAPITAL CONSUL. |  | 6 | 028 | VP CAPITAL CONSULTANT | entity:HQ_6-028_Vp-Capital-Consultant | 6.028 VP CAPITAL CONSULTANT | D->E | H carries a room number, so column D stands; D (VP CAPITAL CONSUL.) does not match E - name taken from E
VAV0340 | VAV | Not Included | S-TOWER CORRIDOR 6.601 | entity:HQ_6.601_S-TOWER_CORRIDOR | CORRIDOR NE | NORTH EAST CORRIDOR |  | 6 | 601 | S-TOWER CORRIDOR | entity:HQ_6-601_S-Tower-Corridor | 6.601 S TOWER CORRIDOR | D | no usable J, so column D stands
VAV0341 | VAV | Included | VP CAPITAL WORK ASSIST 06.109 | entity:HQ_6.109_VP_CAPITAL_WORK_ASSIST | VP CAPITAL WORK ASST 06.109 | 6.109 VP CAPITAL WORK ASSIST |  | 6 | 109 | VP CAPITAL WORK ASSIST | entity:HQ_6-109_Vp-Capital-Work-Assist | 6.109 VP CAPITAL WORK ASSIST | D | H carries a room number, so column D stands
VAV0342 | VAV | Not Included | VP CAPITAL PROJ. COORD 06.108 | entity:HQ_6.108_VP_CAPITAL_PROJCOORD | VP CAPITAL PROJCOOR 06.108 | 6.108 VP CAPITAL PROJ. COORD |  | 6 | 108 | VP CAPITAL PROJ. COORD | entity:HQ_6-108_Vp-Capital-Proj-Coord | 6.108 VP CAPITAL PROJ COORD | D | H carries a room number, so column D stands; QF_HQ_Ontology_draft0.4.xlsx calls 6.108 'VP CAPITAL PROJCOORD'
VAV0343 | VAV | Not Included | S-TOWER CORRIDOR 6.601 | entity:HQ_6.601_S-TOWER_CORRIDOR | CORRIDOR NE | NORTH EAST CORRIDOR |  | 6 | 601 | S-TOWER CORRIDOR | entity:HQ_6-601_S-Tower-Corridor | 6.601 S TOWER CORRIDOR | D | no usable J, so column D stands
VAV0344 | VAV | Not Included | LOUNGE 06.105 | entity:HQ_6.105_LOUNGE |  | 6.105 LOUNGE |  | 6 | 105 | LOUNGE | entity:HQ_6-105_Lounge | 6.105 LOUNGE | J | H has no room number and J has both, so column J stands
VAV0345 | VAV | Not Included | LOUNGE 06.105 | entity:HQ_6.105_LOUNGE |  | 6.105 LOUNGE |  | 6 | 105 | LOUNGE | entity:HQ_6-105_Lounge | 6.105 LOUNGE | J | H has no room number and J has both, so column J stands
VAV0346 | VAV | Included | INT. AUDIT SUPP. AUDIT 06.009 | entity:HQ_6.009_INTAUDIT_SUPPAUDIT | INTAUDIT SUPPAUDIT 06.009 | 6.009 INT. AUDIT SUPP. AUDIT |  | 6 | 009 | INT. AUDIT SUPP. AUDIT | entity:HQ_6-009_Int-Audit-Supp-Audit | 6.009 INT AUDIT SUPP AUDIT | D | H carries a room number, so column D stands; QF_HQ_Ontology_draft0.4.xlsx calls 6.009 'INTAUDIT SUPPAUDIT'
VAV0347 | VAV | Included | INT. AUDIT SEC. 06.010 | entity:HQ_6.01_INTAUDIT_SECRETARY | INTAUDIT SECRETARY 06.010 | 6.010 INT. AUDIT SEC. |  | 6 | 010 | INTAUDIT SECRETARY | entity:HQ_6-010_Intaudit-Secretary | 6.010 INTAUDIT SECRETARY | D->E | H carries a room number, so column D stands; D (INT. AUDIT SEC.) does not match E - name taken from E
VAV0348 | VAV | Included | INT. AUDIT 06.011 | entity:HQ_6.011_INTAUDIT_SEN_JNTAUD | INTAUDIT SENJNTAUD 06.011 | 6.011 INT. AUDIT |  | 6 | 011 | INTAUDIT SEN JNTAUD | entity:HQ_6-011_Intaudit-Sen-Jntaud | 6.011 INTAUDIT SEN JNTAUD | D->E | H carries a room number, so column D stands; D (INT. AUDIT) does not match E - name taken from E
VAV0349 | VAV | Included | INT. AUDIT ARCHIVE ROOM 06.002 | entity:HQ_6.002_INTAUDIT_ARCHIVE_ROOM | INTAUDSUPPAUDIT 06.002 | 6.002 INT. AUDIT ARCHIVE ROOM |  | 6 | 002 | INT. AUDIT ARCHIVE ROOM | entity:HQ_6-002_Int-Audit-Archive-Room | 6.002 INT AUDIT ARCHIVE ROOM | D | H carries a room number, so column D stands; QF_HQ_Ontology_draft0.4.xlsx calls 6.002 'INTAUDIT ARCHIVE ROOM'
VAV0350 | VAV | Included | INT. AUDIT SUPP. AUDIT 06.003 | entity:HQ_6.003_INTAUDIT_SUPPAUDIT | INTAUDSUPPAUDIT 06.003 | 6.003 INT. AUDIT SUPP. AUDIT |  | 6 | 003 | INT. AUDIT SUPP. AUDIT | entity:HQ_6-003_Int-Audit-Supp-Audit | 6.003 INT AUDIT SUPP AUDIT | D | H carries a room number, so column D stands; QF_HQ_Ontology_draft0.4.xlsx calls 6.003 'INTAUDIT SUPPAUDIT'
VAV0351 | VAV | Included | INT. AUDIT SUPP. AUDIT 06.004 | entity:HQ_6.004_INTAUDIT_SUPPAUDIT | INTAUDSUPPAUDIT 06.004 | 6.004 INT. AUDIT SUPP. AUDIT |  | 6 | 004 | INT. AUDIT SUPP. AUDIT | entity:HQ_6-004_Int-Audit-Supp-Audit | 6.004 INT AUDIT SUPP AUDIT | D | H carries a room number, so column D stands; QF_HQ_Ontology_draft0.4.xlsx calls 6.004 'INTAUDIT SUPPAUDIT'
VAV0352 | VAV | Included | INT. AUDIT SUPP. AUDIT 06.005 | entity:HQ_6.005_INTAUDIT_SUPPAUDIT | INTAUDSUPPAUDIT 06.005 | 6.005 INT. AUDIT SUPP. AUDIT |  | 6 | 005 | INT. AUDIT SUPP. AUDIT | entity:HQ_6-005_Int-Audit-Supp-Audit | 6.005 INT AUDIT SUPP AUDIT | D | H carries a room number, so column D stands; QF_HQ_Ontology_draft0.4.xlsx calls 6.005 'INTAUDIT SUPPAUDIT'
VAV0353 | VAV | Included | INT. AUDIT SUPP. AUDIT 06.006 | entity:HQ_6.006_INTAUDIT_SUPPAUDIT | INTAUDSUPPAUDIT 06.006 | 6.006 INT. AUDIT SUPP. AUDIT |  | 6 | 006 | INT. AUDIT SUPP. AUDIT | entity:HQ_6-006_Int-Audit-Supp-Audit | 6.006 INT AUDIT SUPP AUDIT | D | H carries a room number, so column D stands; QF_HQ_Ontology_draft0.4.xlsx calls 6.006 'INTAUDIT SUPPAUDIT'
VAV0354 | VAV | Included | INT. AUDIT SUPP. AUDIT 06.007 | entity:HQ_6.007_INTAUDIT_SUPPAUDIT | INTAUDSUPPAUDIT 06.007 | 6.007 INT. AUDIT SUPP. AUDIT |  | 6 | 007 | INT. AUDIT SUPP. AUDIT | entity:HQ_6-007_Int-Audit-Supp-Audit | 6.007 INT AUDIT SUPP AUDIT | D | H carries a room number, so column D stands; QF_HQ_Ontology_draft0.4.xlsx calls 6.007 'INTAUDIT SUPPAUDIT'
VAV0355 | VAV | Included | INT. AUDIT SUPP. AUDIT 06.008 | entity:HQ_6.008_INTAUDIT_SUPPAUDIT | INTAUDSUPPAUDIT 06.008 | 6.008 INT. AUDIT SUPP. AUDIT |  | 6 | 008 | INT. AUDIT SUPP. AUDIT | entity:HQ_6-008_Int-Audit-Supp-Audit | 6.008 INT AUDIT SUPP AUDIT | D | H carries a room number, so column D stands; QF_HQ_Ontology_draft0.4.xlsx calls 6.008 'INTAUDIT SUPPAUDIT'
VAV0356 | VAV | Included | OFFICE SPACE 06.103 | entity:HQ_6.103_SHELL_SPACE | SHELL SPACE 06.103 | 6.103 OFFICE SPACE |  | 6 | 103 | SHELL SPACE | entity:HQ_6-103_Shell-Space | 6.103 SHELL SPACE | D->E | H carries a room number, so column D stands; D (OFFICE SPACE) does not match E - name taken from E
VAV0357 | VAV | Included | OFFICE SPACE 06.102 | entity:HQ_6.102_SHELL_SPACE | SHELL SPACE 06.102 | 6.102 OFFICE SPACE |  | 6 | 102 | SHELL SPACE | entity:HQ_6-102_Shell-Space | 6.102 SHELL SPACE | D->E | H carries a room number, so column D stands; D (OFFICE SPACE) does not match E - name taken from E
VAV0358 | VAV | Included | OFFICE SPACE 06.101 | entity:HQ_6.101_SHELL_SPACE | SHELL SPACE 06.101 | 6.101 OFFICE SPACE |  | 6 | 101 | SHELL SPACE | entity:HQ_6-101_Shell-Space | 6.101 SHELL SPACE | D->E | H carries a room number, so column D stands; D (OFFICE SPACE) does not match E - name taken from E
VAV0359 | VAV | Included | AUDIT ARCHIVE 06.001 | entity:HQ_6.001_ACA_AUDIT_ARCHIVE | ACA AUDIT ARCHIVE 06.001 | 6.001 AUDIT ARCHIVE |  | 6 | 001 | ACA AUDIT ARCHIVE | entity:HQ_6-001_Aca-Audit-Archive | 6.001 ACA AUDIT ARCHIVE | D->E | H carries a room number, so column D stands; D (AUDIT ARCHIVE) does not match E - name taken from E
VAV0360 | VAV | Not Included | S-TOWER CORRIDOR 6.601 | entity:HQ_6.601_S-TOWER_CORRIDOR | CORRIDOR SW | SOUTH WEST CORRIDOR |  | 6 | 601 | S-TOWER CORRIDOR | entity:HQ_6-601_S-Tower-Corridor | 6.601 S TOWER CORRIDOR | D | no usable J, so column D stands
VAV0361 | VAV | Not Included | VP CAPITAL PROJ. MANAGER 06.201 | entity:HQ_6.201_VP_CAPITAL_PROJMANAGER | VP CAPITAL PROJMANAGER 06.201 | 6.201 VP CAPITAL PROJ. MANAGER |  | 6 | 201 | VP CAPITAL PROJ. MANAGER | entity:HQ_6-201_Vp-Capital-Proj-Manager | 6.201 VP CAPITAL PROJ MANAGER | D | H carries a room number, so column D stands; QF_HQ_Ontology_draft0.4.xlsx calls 6.201 'VP CAPITAL PROJMANAGER'
VAV0362 | VAV | Not Included | VP CAPITAL PROJ. MANAGER 06.202 | entity:HQ_6.202_VP_CAPITAL_PROJMANAGER | VP CAPITAL PROJMANAGER 06.202 | 6.202 VP CAPITAL PROJ. MANAGER |  | 6 | 202 | VP CAPITAL PROJ. MANAGER | entity:HQ_6-202_Vp-Capital-Proj-Manager | 6.202 VP CAPITAL PROJ MANAGER | D | H carries a room number, so column D stands; QF_HQ_Ontology_draft0.4.xlsx calls 6.202 'VP CAPITAL PROJMANAGER'
VAV0363 | VAV | Not Included | VP CAPITAL PROJ. MANAGER 06.204 | entity:HQ_6.204_VP_CAPITAL_PROJMANAGER | VP CAPITAL PROJMANAGER 06.204 | 6.204 VP CAPITAL PROJ. MANAGER |  | 6 | 204 | VP CAPITAL PROJ. MANAGER | entity:HQ_6-204_Vp-Capital-Proj-Manager | 6.204 VP CAPITAL PROJ MANAGER | D | H carries a room number, so column D stands; QF_HQ_Ontology_draft0.4.xlsx calls 6.204 'VP CAPITAL PROJMANAGER'
VAV0364 | VAV | Not Included | VP CAPITAL CONSU. 06.205 | entity:HQ_6.205_VP_CAPITAL_CONSULTANT | VP CAPITAL CONSULTANT 06.205 | 6.205 VP CAPITAL CONSU. |  | 6 | 205 | VP CAPITAL CONSULTANT | entity:HQ_6-205_Vp-Capital-Consultant | 6.205 VP CAPITAL CONSULTANT | D->E | H carries a room number, so column D stands; D (VP CAPITAL CONSU.) does not match E - name taken from E
VAV0365 | VAV | Not Included | VP CAPITAL STORAGE 06.206 | entity:HQ_6.206_VP_CAPITAL_STORAGE |  | 6.206 VP CAPITAL STORAGE |  | 6 | 206 | VP CAPITAL STORAGE | entity:HQ_6-206_Vp-Capital-Storage | 6.206 VP CAPITAL STORAGE | J | H has no room number and J has both, so column J stands
VAV0366 | VAV | Included | VP CAPITAL SEC. 06.207 | entity:HQ_6.207_VP_CAPITAL_SECRETARIES | VP CAPITAL SECRETARIES 06.207 | 6.207 VP CAPITAL SEC. |  | 6 | 207 | VP CAPITAL SECRETARIES | entity:HQ_6-207_Vp-Capital-Secretaries | 6.207 VP CAPITAL SECRETARIES | D->E | H carries a room number, so column D stands; D (VP CAPITAL SEC.) does not match E - name taken from E
VAV0367 | VAV | Not Included | VP CAPITAL ENSUIT 06.209 | entity:HQ_6.209_VP_CAPITAL_ENSUIT |  | 6.209 VP CAPITAL ENSUIT |  | 6 | 209 | VP CAPITAL ENSUIT | entity:HQ_6-209_Vp-Capital-Ensuit | 6.209 VP CAPITAL ENSUIT | J | H has no room number and J has both, so column J stands
VAV0368 | VAV | Included | VP CAPITAL SEC. 06.210 | entity:HQ_6.21_VP_CAPITAL_SECRETARIES | VP CAPITAL SECRETARIES 06.210 | 6.210 VP CAPITAL SEC. |  | 6 | 210 | VP CAPITAL SECRETARIES | entity:HQ_6-210_Vp-Capital-Secretaries | 6.210 VP CAPITAL SECRETARIES | D->E | H carries a room number, so column D stands; D (VP CAPITAL SEC.) does not match E - name taken from E
VAV0369 | VAV | Included | VP CAPITAL SEC. 06.211 | entity:HQ_6.211_VP_CAPITAL_SECRETARIES | VP CAPITAL SECRETARIES 06.211 | 6.211 VP CAPITAL SEC. |  | 6 | 211 | VP CAPITAL SECRETARIES | entity:HQ_6-211_Vp-Capital-Secretaries | 6.211 VP CAPITAL SECRETARIES | D->E | H carries a room number, so column D stands; D (VP CAPITAL SEC.) does not match E - name taken from E
VAV0370 | VAV | Not Included | VP CAPITAL DIR. ENSUIT 06.212 | entity:HQ_6.212_VP_CAPITAL_DIRECTOR_ENSUIT | VP CAPITAL DIRENSUIT 06.212 | 6.212 VP CAPITAL DIR. ENSUIT |  | 6 | 212 | VP CAPITAL DIRECTOR ENSUIT | entity:HQ_6-212_Vp-Capital-Director-Ensuit | 6.212 VP CAPITAL DIRECTOR ENSUIT | D->E | H carries a room number, so column D stands; D (VP CAPITAL DIR. ENSUIT) does not match E - name taken from E
VAV0371 | VAV | Not Included | E-TOWER CORRIDOR 6.603 | entity:HQ_6.603_E-TOWER_CORRIDOR | CORRIDOR SE | E-TOWER CORRIDOR |  | 6 | 603 | E-TOWER CORRIDOR | entity:HQ_6-603_E-Tower-Corridor | 6.603 E TOWER CORRIDOR | D | no usable J, so column D stands
VAV0372 | VAV | Not Included | E-TOWER CORRIDOR 6.603 | entity:HQ_6.603_E-TOWER_CORRIDOR | CORRIDOR 6.603 | E-TOWER CORRIDOR |  | 6 | 603 | E-TOWER CORRIDOR | entity:HQ_6-603_E-Tower-Corridor | 6.603 E TOWER CORRIDOR | D | H carries a room number, so column D stands
VAV0373 | VAV | Included | CA ENSUIT 7.017 | entity:HQ_7.017_CA_ENSUIT |  | 7.017 CA ENSUIT |  | 7 | 017 | CA ENSUIT | entity:HQ_7-017_Ca-Ensuit | 7.017 CA ENSUIT | J | H has no room number and J has both, so column J stands
VAV0374 | VAV | Included | CA SEC. 7.018 | entity:HQ_7.018_CA_SECRETARY | CA SECRETARY 7.018 | 7.018 CA SEC. |  | 7 | 018 | CA SECRETARY | entity:HQ_7-018_Ca-Secretary | 7.018 CA SECRETARY | D->E | H carries a room number, so column D stands; D (CA SEC.) does not match E - name taken from E
VAV0375 | VAV | Included | BD UNIT SEC. 7.019 | entity:HQ_7.019_BD_UNIT_SECRETARY | BD UNIT SECRETARY 7.019 | 7.019 BD UNIT SEC. |  | 7 | 019 | BD UNIT SECRETARY | entity:HQ_7-019_Bd-Unit-Secretary | 7.019 BD UNIT SECRETARY | D->E | H carries a room number, so column D stands; D (BD UNIT SEC.) does not match E - name taken from E
VAV0376 | VAV | Included | BD UNIT EXECU. 7.020 | entity:HQ_7.02_BD_UNIT_EXECUTIVE | BD UNIT EXECUTIVE 7.020 | 7.020 BD UNIT EXECU. |  | 7 | 020 | BD UNIT EXECUTIVE | entity:HQ_7-020_Bd-Unit-Executive | 7.020 BD UNIT EXECUTIVE | D->E | H carries a room number, so column D stands; D (BD UNIT EXECU.) does not match E - name taken from E
VAV0377 | VAV | Included | BD UNIT EXECU. 7.021 | entity:HQ_7.021_BD_UNIT_EXECUTIVE | BD UNIT EXECUTIVE 7.021 | 7.021 BD UNIT EXECU. |  | 7 | 021 | BD UNIT EXECUTIVE | entity:HQ_7-021_Bd-Unit-Executive | 7.021 BD UNIT EXECUTIVE | D->E | H carries a room number, so column D stands; D (BD UNIT EXECU.) does not match E - name taken from E
VAV0378 | VAV | Included | BD UNIT EXECU. 7.022 | entity:HQ_7.022_BD_UNIT_EXECUTIVE | BD UNIT EXECUTIVE 7.022 | 7.022 BD UNIT EXECU. |  | 7 | 022 | BD UNIT EXECUTIVE | entity:HQ_7-022_Bd-Unit-Executive | 7.022 BD UNIT EXECUTIVE | D->E | H carries a room number, so column D stands; D (BD UNIT EXECU.) does not match E - name taken from E
VAV0379 | VAV | Included | BD UNIT EXECU. 7.023 | entity:HQ_7.023_BD_UNIT_EXECUTIVE | BD UNIT EXECUTIVE 7.023 | 7.023 BD UNIT EXECU. |  | 7 | 023 | BD UNIT EXECUTIVE | entity:HQ_7-023_Bd-Unit-Executive | 7.023 BD UNIT EXECUTIVE | D->E | H carries a room number, so column D stands; D (BD UNIT EXECU.) does not match E - name taken from E
VAV0380 | VAV | Included | BD UNIT EXECU. 7.024 | entity:HQ_7.024_BD_UNIT_EXECUTIVE | BD UNIT EXECUTIVE 7.024 | 7.024 BD UNIT EXECU. |  | 7 | 024 | BD UNIT EXECUTIVE | entity:HQ_7-024_Bd-Unit-Executive | 7.024 BD UNIT EXECUTIVE | D->E | H carries a room number, so column D stands; D (BD UNIT EXECU.) does not match E - name taken from E
VAV0381 | VAV | Included | BD UNIT EXECU. 7.025 | entity:HQ_7.025_BD_UNIT_EXECUTIVE | BD UNIT EXECUTIVE 7.025 | 7.025 BD UNIT EXECU. |  | 7 | 025 | BD UNIT EXECUTIVE | entity:HQ_7-025_Bd-Unit-Executive | 7.025 BD UNIT EXECUTIVE | D->E | H carries a room number, so column D stands; D (BD UNIT EXECU.) does not match E - name taken from E
VAV0382 | VAV | Included | BD UNIT EXECU. 7.026 | entity:HQ_7.026_BD_UNIT_EXECUTIVE | BD UNIT EXECUTIVE 7.026 | 7.026 BD UNIT EXECU. |  | 7 | 026 | BD UNIT EXECUTIVE | entity:HQ_7-026_Bd-Unit-Executive | 7.026 BD UNIT EXECUTIVE | D->E | H carries a room number, so column D stands; D (BD UNIT EXECU.) does not match E - name taken from E
VAV0383 | VAV | Included | BD UNIT EXECU. 7.027 | entity:HQ_7.027_BD_UNIT_EXECUTIVE | BD UNIT EXECUTIVE 7.027 | 7.027 BD UNIT EXECU. |  | 7 | 027 | BD UNIT EXECUTIVE | entity:HQ_7-027_Bd-Unit-Executive | 7.027 BD UNIT EXECUTIVE | D->E | H carries a room number, so column D stands; D (BD UNIT EXECU.) does not match E - name taken from E
VAV0384 | VAV | Included | BD UNIT EXECU. 7.028 | entity:HQ_7.028_BD_UNIT_EXECUTIVE | BD UNIT EXECUTIVE 7.028 | 7.028 BD UNIT EXECU. |  | 7 | 028 | BD UNIT EXECUTIVE | entity:HQ_7-028_Bd-Unit-Executive | 7.028 BD UNIT EXECUTIVE | D->E | H carries a room number, so column D stands; D (BD UNIT EXECU.) does not match E - name taken from E
VAV0385 | VAV | Included | MEETING ROOM 7.029 | entity:HQ_7.029_MEETING_ROOM |  | 7.029 MEETING ROOM |  | 7 | 029 | MEETING ROOM | entity:HQ_7-029_Meeting-Room | 7.029 MEETING ROOM | J | H has no room number and J has both, so column J stands
VAV0386 | VAV | Included | MEETING ROOM 7.029 | entity:HQ_7.029_MEETING_ROOM |  | 7.029 MEETING ROOM |  | 7 | 029 | MEETING ROOM | entity:HQ_7-029_Meeting-Room | 7.029 MEETING ROOM | J | H has no room number and J has both, so column J stands
VAV0387 | VAV | Included | OFFICE SPACE 7.030 | entity:HQ_7.03_SHELL_SPACE | SHELL SPACE 7.030 | 7.030 OFFICE SPACE |  | 7 | 030 | SHELL SPACE | entity:HQ_7-030_Shell-Space | 7.030 SHELL SPACE | D->E | H carries a room number, so column D stands; D (OFFICE SPACE) does not match E - name taken from E
VAV0388 | VAV | Included | OFFICE SPACE 7.031A | entity:HQ_7.031A_OFFICE_SPACE | SHELL SPACE 7.031A | 7.031A OFFICE SPACE |  | 7 | 031A | OFFICE SPACE | entity:HQ_7-031A_Office-Space | 7.031A OFFICE SPACE | D | H carries a room number, so column D stands
VAV0389 | VAV | Not Included | S-TOWER CORRIDOR 7.601 | entity:HQ_7.601_S-TOWER_CORRIDOR | CORRIDOR NE | NORTH EAST CORRIDOR |  | 7 | 601 | S-TOWER CORRIDOR | entity:HQ_7-601_S-Tower-Corridor | 7.601 S TOWER CORRIDOR | D | no usable J, so column D stands
VAV0390 | VAV | Not Included | S-TOWER CORRIDOR 7.601 | entity:HQ_7.601_S-TOWER_CORRIDOR | CORRIDOR 7.601 | NORTH EAST CORRIDOR |  | 7 | 601 | S-TOWER CORRIDOR | entity:HQ_7-601_S-Tower-Corridor | 7.601 S TOWER CORRIDOR | D | H carries a room number, so column D stands
VAV0391 | VAV | Included | OFFICE SPACE 7.032 | entity:HQ_7.032_SHELL_SPACE | SHELL SPACE 7.032 | 7.032 OFFICE SPACE |  | 7 | 032 | SHELL SPACE | entity:HQ_7-032_Shell-Space | 7.032 SHELL SPACE | D->E | H carries a room number, so column D stands; D (OFFICE SPACE) does not match E - name taken from E
VAV0392 | VAV | Included | OFFICE SPACE 7.032 | entity:HQ_7.032_SHELL_SPACE |  | 7.032 OFFICE SPACE |  | 7 | 032 | SHELL SPACE | entity:HQ_7-032_Shell-Space | 7.032 SHELL SPACE | J->E | H has no room number and J has both, so column J stands; J (OFFICE SPACE) does not match E - name taken from E
VAV0393 | VAV | Not Included | LOUNGE 7.106 | entity:HQ_7.106_LOUNGE |  | 7.106 LOUNGE |  | 7 | 106 | LOUNGE | entity:HQ_7-106_Lounge | 7.106 LOUNGE | J | H has no room number and J has both, so column J stands
VAV0394 | VAV | Included | CA SECRETARY 7.105 | entity:HQ_7.105_CA_SECRETARY |  | 7.105 CA SECRETARY |  | 7 | 105 | CA SECRETARY | entity:HQ_7-105_Ca-Secretary | 7.105 CA SECRETARY | J | H has no room number and J has both, so column J stands
VAV0395 | VAV | Included | CA SECRETARY 7.103 | entity:HQ_7.103_CA_SECRETARY |  | 7.103 CA SECRETARY |  | 7 | 103 | CA SECRETARY | entity:HQ_7-103_Ca-Secretary | 7.103 CA SECRETARY | J | H has no room number and J has both, so column J stands
VAV0396 | VAV | Included | CA SECRETARY 7.102 | entity:HQ_7.102_CA_SECRETARY |  | 7.102 CA SECRETARY |  | 7 | 102 | CA SECRETARY | entity:HQ_7-102_Ca-Secretary | 7.102 CA SECRETARY | J | H has no room number and J has both, so column J stands
VAV0397 | VAV | Included | DOC. UNIT EMPLOYEE 07.001 | entity:HQ_7.001_DOCUNIT_EMPLOYEE | DOCS UNIT EMPLOYEE 07.001 | 7.001 DOC. UNIT EMPLOYEE |  | 7 | 001 | DOC. UNIT EMPLOYEE | entity:HQ_7-001_Doc-Unit-Employee | 7.001 DOC UNIT EMPLOYEE | D | H carries a room number, so column D stands; QF_HQ_Ontology_draft0.4.xlsx calls 7.001 'DOCUNIT EMPLOYEE'
VAV0398 | VAV | Included | DOC. UNIT MULTIMEDIA STUDIO 07.002 | entity:HQ_7.002_DOCUNIT_MULTIMEDIA_STUDIO | DOCS UNIT MULTIMEDIA STU 07.002 | 7.002 DOC. UNIT MULTIMEDIA STUDIO |  | 7 | 002 | DOC. UNIT MULTIMEDIA STUDIO | entity:HQ_7-002_Doc-Unit-Multimedia-Studio | 7.002 DOC UNIT MULTIMEDIA STUDIO | D | H carries a room number, so column D stands; QF_HQ_Ontology_draft0.4.xlsx calls 7.002 'DOCUNIT MULTIMEDIA STUDIO'
VAV0399 | VAV | Not Included | S-TOWER CORRIDOR 7.601 | entity:HQ_7.601_S-TOWER_CORRIDOR | CORRIDOR SW | SOUTH WEST CORRIDOR |  | 7 | 601 | S-TOWER CORRIDOR | entity:HQ_7-601_S-Tower-Corridor | 7.601 S TOWER CORRIDOR | D | no usable J, so column D stands
VAV0400 | VAV | Included | DOC. UNIT MULTIMEDIA STUDIO 07.002 | entity:HQ_7.002_DOCUNIT_MULTIMEDIA_STUDIO |  | 7.002 DOC. UNIT MULTIMEDIA STUDIO |  | 7 | 002 | DOC. UNIT MULTIMEDIA STUDIO | entity:HQ_7-002_Doc-Unit-Multimedia-Studio | 7.002 DOC UNIT MULTIMEDIA STUDIO | J | H has no room number and J has both, so column J stands; QF_HQ_Ontology_draft0.4.xlsx calls 7.002 'DOCUNIT MULTIMEDIA STUDIO'
VAV0401 | VAV | Included | DOC. UNIT EMPLOYEE 7.003 | entity:HQ_7.003_DOCUNIT_EMPLOYEE | DOCS UNIT EMPLOYEE 7.003 | 7.003 DOC. UNIT EMPLOYEE |  | 7 | 003 | DOC. UNIT EMPLOYEE | entity:HQ_7-003_Doc-Unit-Employee | 7.003 DOC UNIT EMPLOYEE | D | H carries a room number, so column D stands; QF_HQ_Ontology_draft0.4.xlsx calls 7.003 'DOCUNIT EMPLOYEE'
VAV0402 | VAV | Included | DOC. UNIT EMPLOYEE 7.004 | entity:HQ_7.004_DOCUNIT_EMPLOYEE | DOCS UNIT EMPLOYEE 7.004 | 7.004 DOC. UNIT EMPLOYEE |  | 7 | 004 | DOC. UNIT EMPLOYEE | entity:HQ_7-004_Doc-Unit-Employee | 7.004 DOC UNIT EMPLOYEE | D | H carries a room number, so column D stands; QF_HQ_Ontology_draft0.4.xlsx calls 7.004 'DOCUNIT EMPLOYEE'
VAV0403 | VAV | Included | DOC. UNIT EMPLOYEE 7.005 | entity:HQ_7.005_DOCUNIT_EMPLOYEE | DOCS UNIT EMPLOYEE 7.005 | 7.005 DOC. UNIT EMPLOYEE |  | 7 | 005 | DOC. UNIT EMPLOYEE | entity:HQ_7-005_Doc-Unit-Employee | 7.005 DOC UNIT EMPLOYEE | D | H carries a room number, so column D stands; QF_HQ_Ontology_draft0.4.xlsx calls 7.005 'DOCUNIT EMPLOYEE'
VAV0404 | VAV | Included | DOC. UNIT EMPLOYEE 7.006 | entity:HQ_7.006_DOCUNIT_EMPLOYEE | DOCS UNIT EMPLOYEE 7.006 | 7.006 DOC. UNIT EMPLOYEE |  | 7 | 006 | DOC. UNIT EMPLOYEE | entity:HQ_7-006_Doc-Unit-Employee | 7.006 DOC UNIT EMPLOYEE | D | H carries a room number, so column D stands; QF_HQ_Ontology_draft0.4.xlsx calls 7.006 'DOCUNIT EMPLOYEE'
VAV0405 | VAV | Included | CA COORD 7.007 | entity:HQ_7.007_CA_COORD |  | 7.007 CA COORD |  | 7 | 007 | CA COORD | entity:HQ_7-007_Ca-Coord | 7.007 CA COORD | J | H has no room number and J has both, so column J stands
VAV0406 | VAV | Included | CA COORD 7.008 | entity:HQ_7.008_CA_COORD |  | 7.008 CA COORD |  | 7 | 008 | CA COORD | entity:HQ_7-008_Ca-Coord | 7.008 CA COORD | J | H has no room number and J has both, so column J stands
VAV0407 | VAV | Included | CA COORD 7.009 | entity:HQ_7.009_CA_COORD |  | 7.009 CA COORD |  | 7 | 009 | CA COORD | entity:HQ_7-009_Ca-Coord | 7.009 CA COORD | J | H has no room number and J has both, so column J stands
VAV0408 | VAV | Included | CA COORD 7.010 | entity:HQ_7.01_CA_COORD |  | 7.010 CA COORD |  | 7 | 010 | CA COORD | entity:HQ_7-010_Ca-Coord | 7.010 CA COORD | J | H has no room number and J has both, so column J stands
VAV0409 | VAV | Included | CA COORD 7.011 | entity:HQ_7.011_CA_COORD |  | 7.011 CA COORD |  | 7 | 011 | CA COORD | entity:HQ_7-011_Ca-Coord | 7.011 CA COORD | J | H has no room number and J has both, so column J stands
VAV0410 | VAV | Included | CA COORD 7.012 | entity:HQ_7.012_CA_COORD |  | 7.012 CA COORD |  | 7 | 012 | CA COORD | entity:HQ_7-012_Ca-Coord | 7.012 CA COORD | J | H has no room number and J has both, so column J stands
VAV0411 | VAV | Included | CA COORD 7.013 | entity:HQ_7.013_CA_COORD |  | 7.013 CA COORD |  | 7 | 013 | CA COORD | entity:HQ_7-013_Ca-Coord | 7.013 CA COORD | J | H has no room number and J has both, so column J stands
VAV0412 | VAV | Included | CA COORD 7.014 | entity:HQ_7.014_CA_COORD |  | 7.014 CA COORD |  | 7 | 014 | CA COORD | entity:HQ_7-014_Ca-Coord | 7.014 CA COORD | J | H has no room number and J has both, so column J stands
VAV0413 | VAV | Included | CA COORD 7.015 | entity:HQ_7.015_CA_COORD |  | 7.015 CA COORD |  | 7 | 015 | CA COORD | entity:HQ_7-015_Ca-Coord | 7.015 CA COORD | J | H has no room number and J has both, so column J stands
VAV0414 | VAV | Included | CA COORD 7.016 | entity:HQ_7.016_CA_COORD |  | 7.016 CA COORD |  | 7 | 016 | CA COORD | entity:HQ_7-016_Ca-Coord | 7.016 CA COORD | J | H has no room number and J has both, so column J stands
VAV0415 | VAV | Included | CONSULTANT SPACE 7.201 | entity:HQ_7.201_CONSULTANTS_SPACE |  | 7.201 CONSULTANT SPACE |  | 7 | 201 | CONSULTANT SPACE | entity:HQ_7-201_Consultant-Space | 7.201 CONSULTANT SPACE | J | H has no room number and J has both, so column J stands; spelled 'CONSULTANT SPACE' here and 'CONSULTANTS SPACE' in column E - one is a typo; QF_HQ_Ontology_draft0.4.xlsx calls 7.201 'CONSULTANTS SPACE'
VAV0416 | VAV | Not Included | PRE. EXEC. OFFICE 7.202 | entity:HQ_7.202_PRESIDENT_EXECOFFICE | PRESIDENT EXECOFF 7.202 | 7.202 PRE. EXEC. OFFICE |  | 7 | 202 | PRESIDENT EXECOFFICE | entity:HQ_7-202_President-Execoffice | 7.202 PRESIDENT EXECOFFICE | D->E | H carries a room number, so column D stands; D (PRE. EXEC. OFFICE) does not match E - name taken from E
VAV0417 | VAV | Not Included | PRE. EXEC. OFFICE 7.204 | entity:HQ_7.204_PRESIDENT_EXECOFFICE | PRESSEXECOFFICE 7.204 | 7.204 PRE. EXEC. OFFICE |  | 7 | 204 | PRESIDENT EXECOFFICE | entity:HQ_7-204_President-Execoffice | 7.204 PRESIDENT EXECOFFICE | D->E | H carries a room number, so column D stands; D (PRE. EXEC. OFFICE) does not match E - name taken from E
VAV0418 | VAV | Not Included | PRE. EXEC. OFFICE 7.204 | entity:HQ_7.204_PRESIDENT_EXECOFFICE | PRESSEXECOFFICE 7.204 | 7.204 PRE. EXEC. OFFICE |  | 7 | 204 | PRESIDENT EXECOFFICE | entity:HQ_7-204_President-Execoffice | 7.204 PRESIDENT EXECOFFICE | D->E | H carries a room number, so column D stands; D (PRE. EXEC. OFFICE) does not match E - name taken from E
VAV0419 | VAV | Not Included | PRE. EXEC. OFFICE 7.205 | entity:HQ_7.205_PRESIDENT_EXECOFFICE | PRESSEXECOFFICE 07.206 | 7.205 PRE. EXEC. OFFICE |  | 7 | 205 | PRESIDENT EXECOFFICE | entity:HQ_7-205_President-Execoffice | 7.205 PRESIDENT EXECOFFICE | D->E | H carries a room number, so column D stands; D (PRE. EXEC. OFFICE) does not match E - name taken from E
VAV0420 | VAV | Not Included | PRE. EXEC. OFFICE 7.205 | entity:HQ_7.205_PRESIDENT_EXECOFFICE | PRESSEXECOFFICE 7.205 | 7.205 PRE. EXEC. OFFICE |  | 7 | 205 | PRESIDENT EXECOFFICE | entity:HQ_7-205_President-Execoffice | 7.205 PRESIDENT EXECOFFICE | D->E | H carries a room number, so column D stands; D (PRE. EXEC. OFFICE) does not match E - name taken from E
VAV0421 | VAV | Included | PRESIDENT SUPP. SEC. 7.208 | entity:HQ_7.208_PRESIDENT_SUPPORT_SECRET | PRESSSUPPSECRET 7.208 | 7.208 PRESIDENT SUPP. SEC. |  | 7 | 208 | PRESIDENT SUPPORT SECRET | entity:HQ_7-208_President-Support-Secret | 7.208 PRESIDENT SUPPORT SECRET | D->E | H carries a room number, so column D stands; D (PRESIDENT SUPP. SEC.) does not match E - name taken from E
VAV0422 | VAV | Not Included | E-TOWER CORRIDOR 7.603 | entity:HQ_7.603_E-TOWER_CORRIDOR | CORRIDOR SE | E-TOWER CORRIDOR 7.603 |  | 7 | 603 | E-TOWER CORRIDOR | entity:HQ_7-603_E-Tower-Corridor | 7.603 E TOWER CORRIDOR | J | H has no room number and J has both, so column J stands
VAV0423 | VAV | Included | PRESIDENT EXEC. SEC. 7.209 | entity:HQ_7.209_PRESIDENT_EXECSECRET | PRESSEXECSECRET 7.209 | 7.209 PRESIDENT EXEC. SEC. |  | 7 | 209 | PRESIDENT EXECSECRET | entity:HQ_7-209_President-Execsecret | 7.209 PRESIDENT EXECSECRET | D->E | H carries a room number, so column D stands; D (PRESIDENT EXEC. SEC.) does not match E - name taken from E
VAV0424 | VAV | Included | PRESIDENT EXEC. SEC. 7.210 | entity:HQ_7.21_PRESIDENT_EXECSECRET | PRESSEXECSECRET 7.210 | 7.210 PRESIDENT EXEC. SEC. |  | 7 | 210 | PRESIDENT EXECSECRET | entity:HQ_7-210_President-Execsecret | 7.210 PRESIDENT EXECSECRET | D->E | H carries a room number, so column D stands; D (PRESIDENT EXEC. SEC.) does not match E - name taken from E
VAV0425 | VAV | Not Included | PRESIDENT ENSUIT 7.211 | entity:HQ_7.211_PRESIDENT_ENSUIT | PRESSIDENT ENSUIT 7.211 | 7.211 PRESIDENT ENSUIT |  | 7 | 211 | PRESIDENT ENSUIT | entity:HQ_7-211_President-Ensuit | 7.211 PRESIDENT ENSUIT | D | H carries a room number, so column D stands
VAV0426 | VAV | Not Included | PRESIDENT MEETING ROOM 7.212 | entity:HQ_7.212_PRESIDENT_MEETING_ROOM | PRESSIDENT MEETINF RM 7.212 | 7.212 PRESIDENT MEETING ROOM |  | 7 | 212 | PRESIDENT MEETING ROOM | entity:HQ_7-212_President-Meeting-Room | 7.212 PRESIDENT MEETING ROOM | D | H carries a room number, so column D stands
VAV0427 | VAV | Included | VICE CHAIRPERSON ENSULT 7.213 | entity:HQ_7.213_VICE_CHAIRPERSON_ENSUIT | VICE CHAIRPENSUIT 7.213 | 7.213 VICE CHAIRPERSON ENSUIT |  | 7 | 213 | VICE CHAIRPERSON ENSULT | entity:HQ_7-213_Vice-Chairperson-Ensult | 7.213 VICE CHAIRPERSON ENSULT | D | H carries a room number, so column D stands; spelled 'VICE CHAIRPERSON ENSULT' here and 'VICE CHAIRPERSON ENSUIT' in column E - one is a typo; QF_HQ_Ontology_draft0.4.xlsx calls 7.213 'VICE CHAIRPERSON ENSUIT'
VAV0428 | VAV | Included | VICE CHAIRPERSON SEC. 7.214 | entity:HQ_7.214_VICE_CHAIRSECRETARY | VICE CHAIRPSECT 7.214 | 7.214 VICE CHAIRPERSON SEC. |  | 7 | 214 | VICE CHAIRSECRETARY | entity:HQ_7-214_Vice-Chairsecretary | 7.214 VICE CHAIRSECRETARY | D->E | H carries a room number, so column D stands; D (VICE CHAIRPERSON SEC.) does not match E - name taken from E
VAV0429 | VAV | Included | MEETING ROOM 7.215 | entity:HQ_7.215_VICE_CHAIRPERSON_MEETING_ROOM | VICE CHAIRPMEETING RM 7.215 | 7.215 MEETING ROOM |  | 7 | 215 | VICE CHAIRPERSON MEETING ROOM | entity:HQ_7-215_Vice-Chairperson-Meeting-Room | 7.215 VICE CHAIRPERSON MEETING ROOM | D->E | H carries a room number, so column D stands; D (MEETING ROOM) does not match E - name taken from E
VAV0430 | VAV | Included | MEETING ROOM 7.301 | entity:HQ_7.301_MEETING_ROOM | E-TOWER CORRIDOR 06.301 | 7.301 MEETING ROOM |  | 7 | 301 | MEETING ROOM | entity:HQ_7-301_Meeting-Room | 7.301 MEETING ROOM | D | H carries a room number, so column D stands
VAV0431 | VAV | Included | MEETING ROOM 7.301 | entity:HQ_7.301_MEETING_ROOM |  | 7.301 MEETING ROOM |  | 7 | 301 | MEETING ROOM | entity:HQ_7-301_Meeting-Room | 7.301 MEETING ROOM | J | H has no room number and J has both, so column J stands
VAV0432 | VAV | Included | MEETING ROOM 7.301 | entity:HQ_7.301_MEETING_ROOM |  | 7.301 MEETING ROOM |  | 7 | 301 | MEETING ROOM | entity:HQ_7-301_Meeting-Room | 7.301 MEETING ROOM | J | H has no room number and J has both, so column J stands
VAV0433 | VAV | Not Included | OBSERVATION SPACE 8.001 | entity:HQ_8.001_OBSERVATION_SPACE |  | 8.001 OBSERVATION SPACE |  | 8 | 001 | OBSERVATION SPACE | entity:HQ_8-001_Observation-Space | 8.001 OBSERVATION SPACE | J | H has no room number and J has both, so column J stands
VAV0434 | VAV | Not Included | OBSERVATION SPACE 8.001 | entity:HQ_8.001_OBSERVATION_SPACE |  | 8.001 OBSERVATION SPACE |  | 8 | 001 | OBSERVATION SPACE | entity:HQ_8-001_Observation-Space | 8.001 OBSERVATION SPACE | J | H has no room number and J has both, so column J stands
VAV0435 | VAV | Not Included | OBSERVATION SPACE 8.001 | entity:HQ_8.001_OBSERVATION_SPACE |  | 8.001 OBSERVATION SPACE |  | 8 | 001 | OBSERVATION SPACE | entity:HQ_8-001_Observation-Space | 8.001 OBSERVATION SPACE | J | H has no room number and J has both, so column J stands
VAV0436 | VAV | Not Included | OBSERVATION SPACE 8.001 | entity:HQ_8.001_OBSERVATION_SPACE |  | 8.001 OBSERVATION SPACE |  | 8 | 001 | OBSERVATION SPACE | entity:HQ_8-001_Observation-Space | 8.001 OBSERVATION SPACE | J | H has no room number and J has both, so column J stands
VAV0437 | VAV | Not Included | OBSERVATION SPACE 8.001 | entity:HQ_8.001_OBSERVATION_SPACE |  | 8.001 OBSERVATION SPACE |  | 8 | 001 | OBSERVATION SPACE | entity:HQ_8-001_Observation-Space | 8.001 OBSERVATION SPACE | J | H has no room number and J has both, so column J stands
VAV0438 | VAV | Not Included | VISITORS CENTER OFFICE 8.002 | entity:HQ_8.002_VISITORS_CENTER_OFFICE |  | 8.002 VISITORS CENTER OFFICE |  | 8 | 002 | VISITORS CENTER OFFICE | entity:HQ_8-002_Visitors-Center-Office | 8.002 VISITORS CENTER OFFICE | J | H has no room number and J has both, so column J stands
VAV0439 | VAV | Not Included | VISITORS CENTER CORRIDOR 8.602 | entity:HQ_8.602_VISITORS_CENTER_CORRIDOR | VISITORS CENTER CORRIDOR 08.201 | 8.602 VISITORS CENTER CORRIDOR |  | 8 | 602 | VISITORS CENTER CORRIDOR | entity:HQ_8-602_Visitors-Center-Corridor | 8.602 VISITORS CENTER CORRIDOR | D | H carries a room number, so column D stands
VAV0440 | VAV | Not Included | VISITORS CENTER CORRIDOR 8.602 | entity:HQ_8.602_VISITORS_CENTER_CORRIDOR |  | 8.602 VISITORS CENTER CORRIDOR |  | 8 | 602 | VISITORS CENTER CORRIDOR | entity:HQ_8-602_Visitors-Center-Corridor | 8.602 VISITORS CENTER CORRIDOR | J | H has no room number and J has both, so column J stands
VAV0441 | VAV | Not Included | VISITORS CENTER CORRIDOR 8.602 | entity:HQ_8.602_VISITORS_CENTER_CORRIDOR |  | 8.602 VISITORS CENTER CORRIDOR |  | 8 | 602 | VISITORS CENTER CORRIDOR | entity:HQ_8-602_Visitors-Center-Corridor | 8.602 VISITORS CENTER CORRIDOR | J | H has no room number and J has both, so column J stands
VAV0442 | VAV | Not Included | VISITORS CENTER CORRIDOR 8.602 | entity:HQ_8.602_VISITORS_CENTER_CORRIDOR |  | 8.602 VISITORS CENTER CORRIDOR |  | 8 | 602 | VISITORS CENTER CORRIDOR | entity:HQ_8-602_Visitors-Center-Corridor | 8.602 VISITORS CENTER CORRIDOR | J | H has no room number and J has both, so column J stands
VAV0443 | VAV | Not Included | VISITORS CENTER CORRIDOR 8.602 | entity:HQ_8.602_VISITORS_CENTER_CORRIDOR |  | 8.602 VISITORS CENTER CORRIDOR |  | 8 | 602 | VISITORS CENTER CORRIDOR | entity:HQ_8-602_Visitors-Center-Corridor | 8.602 VISITORS CENTER CORRIDOR | J | H has no room number and J has both, so column J stands
VAV0444 | VAV | Included | BMO EXEC. ASSIST. 9.011 | entity:HQ_9.011_BMO_EXECASSIST | BMO EXECASSIST 9.011 | 9.011 BMO EXEC. ASSIST. |  | 9 | 011 | BMO EXEC. ASSIST. | entity:HQ_9-011_Bmo-Exec-Assist | 9.011 BMO EXEC ASSIST | D | H carries a room number, so column D stands; QF_HQ_Ontology_draft0.4.xlsx calls 9.011 'BMO EXECASSIST'
VAV0445 | VAV | Included | BMO EXEC. ASSIST. 9.012 | entity:HQ_9.012_BMO_EXECASSIST | BMO EXECASSIST 9.012 | 9.012 BMO EXEC. ASSIST. |  | 9 | 012 | BMO EXEC. ASSIST. | entity:HQ_9-012_Bmo-Exec-Assist | 9.012 BMO EXEC ASSIST | D | H carries a room number, so column D stands; QF_HQ_Ontology_draft0.4.xlsx calls 9.012 'BMO EXECASSIST'
VAV0446 | VAV | Included | BMO EXEC. ASSIST. 9.013 | entity:HQ_9.013_BMO_EXECASSIST | BMO EXECASSIST 9.013 | 9.013 BMO EXEC. ASSIST. |  | 9 | 013 | BMO EXEC. ASSIST. | entity:HQ_9-013_Bmo-Exec-Assist | 9.013 BMO EXEC ASSIST | D | H carries a room number, so column D stands; QF_HQ_Ontology_draft0.4.xlsx calls 9.013 'BMO EXECASSIST'
VAV0447 | VAV | Included | BMO EXEC. ASSIST. 9.014 | entity:HQ_9.014_BMO_EXECASSIST | BMO EXECASSIST 9.014 | 9.014 BMO EXEC. ASSIST. |  | 9 | 014 | BMO EXEC. ASSIST. | entity:HQ_9-014_Bmo-Exec-Assist | 9.014 BMO EXEC ASSIST | D | H carries a room number, so column D stands; QF_HQ_Ontology_draft0.4.xlsx calls 9.014 'BMO EXECASSIST'
VAV0448 | VAV | Included | BMO EXEC. ASSIST. 9.015 | entity:HQ_9.015_BMO_EXECASSIST | BMO EXECASSIST 9.015 | 9.015 BMO EXEC. ASSIST. |  | 9 | 015 | BMO EXEC. ASSIST. | entity:HQ_9-015_Bmo-Exec-Assist | 9.015 BMO EXEC ASSIST | D | H carries a room number, so column D stands; QF_HQ_Ontology_draft0.4.xlsx calls 9.015 'BMO EXECASSIST'
VAV0449 | VAV | Included | BMO EXEC. ASSIST. 9.016 | entity:HQ_9.016_BMO_EXECASSIST | BMO EXECASSIST 9.016 | 9.016 BMO EXEC. ASSIST. |  | 9 | 016 | BMO EXEC. ASSIST. | entity:HQ_9-016_Bmo-Exec-Assist | 9.016 BMO EXEC ASSIST | D | H carries a room number, so column D stands; QF_HQ_Ontology_draft0.4.xlsx calls 9.016 'BMO EXECASSIST'
VAV0450 | VAV | Included | BMO EXEC. ASSIST. 9.017 | entity:HQ_9.017_BMO_EXECASSIST | BMO EXECASSIST 9.017 | 9.017 BMO EXEC. ASSIST. |  | 9 | 017 | BMO EXEC. ASSIST. | entity:HQ_9-017_Bmo-Exec-Assist | 9.017 BMO EXEC ASSIST | D | H carries a room number, so column D stands; QF_HQ_Ontology_draft0.4.xlsx calls 9.017 'BMO EXECASSIST'
VAV0451 | VAV | Included | BMO EXEC. SEC. 9.018 | entity:HQ_9.018_BMO_EXECSECRET | BMO EXECSECRET 9.018 | 9.018 BMO EXEC. SEC. |  | 9 | 018 | BMO EXECSECRET | entity:HQ_9-018_Bmo-Execsecret | 9.018 BMO EXECSECRET | D->E | H carries a room number, so column D stands; D (BMO EXEC. SEC.) does not match E - name taken from E
VAV0452 | VAV | Included | BMO EXEC. SEC. 9.019 | entity:HQ_9.019_BMO_EXECSECRET | BMO EXECSECRET 9.019 | 9.019 BMO EXEC. SEC. |  | 9 | 019 | BMO EXECSECRET | entity:HQ_9-019_Bmo-Execsecret | 9.019 BMO EXECSECRET | D->E | H carries a room number, so column D stands; D (BMO EXEC. SEC.) does not match E - name taken from E
VAV0453 | VAV | Included | BMO EXEC. SEC. 9.020 | entity:HQ_9.02_BMO_EXECSECRET | BMO EXECSECRET 9.020 | 9.020 BMO EXEC. SEC. |  | 9 | 020 | BMO EXECSECRET | entity:HQ_9-020_Bmo-Execsecret | 9.020 BMO EXECSECRET | D->E | H carries a room number, so column D stands; D (BMO EXEC. SEC.) does not match E - name taken from E
VAV0454 | VAV | Not Included | BMO OPER. DIR. ENSUIT 9.021 | entity:HQ_9.021_BMO_OPERDIRENSUIT | BMO OPERDIRENSUIT 9.021 | 9.021 BMO OPER. DIR. ENSUIT |  | 9 | 021 | BMO OPER. DIR. ENSUIT | entity:HQ_9-021_Bmo-Oper-Dir-Ensuit | 9.021 BMO OPER DIR ENSUIT | D | H carries a room number, so column D stands; QF_HQ_Ontology_draft0.4.xlsx calls 9.021 'BMO OPERDIRENSUIT'
VAV0455 | VAV | Included | BMO EXEC. ASSIST. 9.022 | entity:HQ_9.022_BMO_EXECASSIST | BMO EXECASSIST 9.022 | 9.022 BMO EXEC. ASSIST. |  | 9 | 022 | BMO EXEC. ASSIST. | entity:HQ_9-022_Bmo-Exec-Assist | 9.022 BMO EXEC ASSIST | D | H carries a room number, so column D stands; QF_HQ_Ontology_draft0.4.xlsx calls 9.022 'BMO EXECASSIST'
VAV0456 | VAV | Included | BMO EXEC. SEC. 9.023 | entity:HQ_9.023_BMO_EXECSECRET | BMO EXECSECRET 9.023 | 9.023 BMO EXEC. SEC. |  | 9 | 023 | BMO EXECSECRET | entity:HQ_9-023_Bmo-Execsecret | 9.023 BMO EXECSECRET | D->E | H carries a room number, so column D stands; D (BMO EXEC. SEC.) does not match E - name taken from E
VAV0457 | VAV | Included | BMO EXEC. SEC. 9.024 | entity:HQ_9.024_BMO_EXECSECRET | BMO EXECSECRET 9.024 | 9.024 BMO EXEC. SEC. |  | 9 | 024 | BMO EXECSECRET | entity:HQ_9-024_Bmo-Execsecret | 9.024 BMO EXECSECRET | D->E | H carries a room number, so column D stands; D (BMO EXEC. SEC.) does not match E - name taken from E
VAV0458 | VAV | Included | BMO EXEC. SEC. 9.025 | entity:HQ_9.025_BMO_EXECSECRET | BMO EXECSECRET 9.025 | 9.025 BMO EXEC. SEC. |  | 9 | 025 | BMO EXECSECRET | entity:HQ_9-025_Bmo-Execsecret | 9.025 BMO EXECSECRET | D->E | H carries a room number, so column D stands; D (BMO EXEC. SEC.) does not match E - name taken from E
VAV0459 | VAV | Included | BMO EXEC. SEC. 9.025 | entity:HQ_9.025_BMO_EXECSECRET |  | 9.025 BMO EXEC. SEC. |  | 9 | 025 | BMO EXECSECRET | entity:HQ_9-025_Bmo-Execsecret | 9.025 BMO EXECSECRET | J->E | H has no room number and J has both, so column J stands; J (BMO EXEC. SEC.) does not match E - name taken from E
VAV0460 | VAV | Included | BMO SUPP. SEC. 9.026 | entity:HQ_9.026_BMO_SUPPSECRET | BMO SUPPSECRET 9.026 | 9.026 BMO SUPP. SEC. |  | 9 | 026 | BMO SUPPSECRET | entity:HQ_9-026_Bmo-Suppsecret | 9.026 BMO SUPPSECRET | D->E | H carries a room number, so column D stands; D (BMO SUPP. SEC.) does not match E - name taken from E
VAV0461 | VAV | Included | BMO SUPP. SEC. 9.027 | entity:HQ_9.027_BMO_SUPPSECRET | BMO SUPPSECRET 9.027 | 9.027 BMO SUPP. SEC. |  | 9 | 027 | BMO SUPPSECRET | entity:HQ_9-027_Bmo-Suppsecret | 9.027 BMO SUPPSECRET | D->E | H carries a room number, so column D stands; D (BMO SUPP. SEC.) does not match E - name taken from E
VAV0462 | VAV | Included | BMO SUPP. SEC. 9.028 | entity:HQ_9.028_BMO_SUPPSECRET | BMO SUPPSECRET 9.028 | 9.028 BMO SUPP. SEC. |  | 9 | 028 | BMO SUPPSECRET | entity:HQ_9-028_Bmo-Suppsecret | 9.028 BMO SUPPSECRET | D->E | H carries a room number, so column D stands; D (BMO SUPP. SEC.) does not match E - name taken from E
VAV0463 | VAV | Included | BMO SUPP. SEC. 9.029 | entity:HQ_9.029_BMO_SUPPSECRET | BMO SUPPSECRET 9.029 | 9.029 BMO SUPP. SEC. |  | 9 | 029 | BMO SUPPSECRET | entity:HQ_9-029_Bmo-Suppsecret | 9.029 BMO SUPPSECRET | D->E | H carries a room number, so column D stands; D (BMO SUPP. SEC.) does not match E - name taken from E
VAV0464 | VAV | Included | BMO SUPP. SEC. 9.030 | entity:HQ_9.03_BMO_SUPPSECRET | BMO SUPPSECRET 9.030 | 9.030 BMO SUPP. SEC. |  | 9 | 030 | BMO SUPPSECRET | entity:HQ_9-030_Bmo-Suppsecret | 9.030 BMO SUPPSECRET | D->E | H carries a room number, so column D stands; D (BMO SUPP. SEC.) does not match E - name taken from E
VAV0465 | VAV | Included | BMO PRINT COPY 9.031 | entity:HQ_9.031_BMO_PRINT_COPY |  | 9.031 BMO PRINT COPY |  | 9 | 031 | BMO PRINT COPY | entity:HQ_9-031_Bmo-Print-Copy | 9.031 BMO PRINT COPY | J | H has no room number and J has both, so column J stands
VAV0466 | VAV | Included | BMO STORAGE 9.032 | entity:HQ_9.032_BMO_STORAGE | BMO PRINT STORAGE 9.032 | 9.032 BMO STORAGE |  | 9 | 032 | BMO STORAGE | entity:HQ_9-032_Bmo-Storage | 9.032 BMO STORAGE | D | H carries a room number, so column D stands
VAV0467 | VAV | Included | HR EDU. ADV. ENSUIT 9.033 | entity:HQ_9.033_HR_EDUADVADVISOR_ENSUIT | HR EDUADVADVENSUIT 9.033 | 9.033 HR EDU. ADV. ENSUIT |  | 9 | 033 | HR EDUADVADVISOR ENSUIT | entity:HQ_9-033_Hr-Eduadvadvisor-Ensuit | 9.033 HR EDUADVADVISOR ENSUIT | D->E | H carries a room number, so column D stands; D (HR EDU. ADV. ENSUIT) does not match E - name taken from E
VAV0468 | VAV | Included | HR EDU. ADV. ENSUIT 9.034 | entity:HQ_9.034_HR_EDUADVADVISOR_ENSUIT | HR EDUADVADVENSUIT 9.034 | 9.034 HR EDU. ADV. ENSUIT |  | 9 | 034 | HR EDUADVADVISOR ENSUIT | entity:HQ_9-034_Hr-Eduadvadvisor-Ensuit | 9.034 HR EDUADVADVISOR ENSUIT | D->E | H carries a room number, so column D stands; D (HR EDU. ADV. ENSUIT) does not match E - name taken from E
VAV0469 | VAV | Included | HR EDU. ADV. ENSUIT 9.035 | entity:HQ_9.035_HR_EDUADVADVISOR_ENSUIT | HR EDUADVADVENSUIT 9.035 | 9.035 HR EDU. ADV. ENSUIT |  | 9 | 035 | HR EDUADVADVISOR ENSUIT | entity:HQ_9-035_Hr-Eduadvadvisor-Ensuit | 9.035 HR EDUADVADVISOR ENSUIT | D->E | H carries a room number, so column D stands; D (HR EDU. ADV. ENSUIT) does not match E - name taken from E
VAV0470 | VAV | Not Included | BOD EXECUTIVE 9.036 | entity:HQ_9.036_BOD_EXECUTIVE |  | 9.036 BOD EXECUTIVE |  | 9 | 036 | BOD EXECUTIVE | entity:HQ_9-036_Bod-Executive | 9.036 BOD EXECUTIVE | J | H has no room number and J has both, so column J stands
VAV0471 | VAV | Included | BOD SEC. 9.037 | entity:HQ_9.037_BOD_SECRETARY | BOD SECRETARY 9.037 | 9.037 BOD SEC. |  | 9 | 037 | BOD SECRETARY | entity:HQ_9-037_Bod-Secretary | 9.037 BOD SECRETARY | D->E | H carries a room number, so column D stands; D (BOD SEC.) does not match E - name taken from E
VAV0472 | VAV | Not Included | BOD EXECUTIVE 9.038 | entity:HQ_9.038_BOD_EXECUTIVE | BOD SECRETARY 9.038 | 9.038 BOD EXECUTIVE |  | 9 | 038 | BOD EXECUTIVE | entity:HQ_9-038_Bod-Executive | 9.038 BOD EXECUTIVE | D | H carries a room number, so column D stands
VAV0473 | VAV | Not Included | HH-WING CORRIDOR 9.601 | entity:HQ_9.601_HH-WING_CORRIDOR | CORRIDOR SE | SOUTH WEST CORRIDOR |  | 9 | 601 | HH-WING CORRIDOR | entity:HQ_9-601_Hh-Wing-Corridor | 9.601 HH WING CORRIDOR | D | no usable J, so column D stands
VAV0474 | VAV | Not Included | HH-WING CORRIDOR 9.601 | entity:HQ_9.601_HH-WING_CORRIDOR | HH-WING CORRIDOR SW | HH-WING CORRIDOR 9.601 |  | 9 | 601 | HH-WING CORRIDOR | entity:HQ_9-601_Hh-Wing-Corridor | 9.601 HH WING CORRIDOR | J | H has no room number and J has both, so column J stands
VAV0475 | VAV | Included | MEETING ROOM 9.039 | entity:HQ_9.039_MEETING_ROOM |  | 9.039 MEETING ROOM |  | 9 | 039 | MEETING ROOM | entity:HQ_9-039_Meeting-Room | 9.039 MEETING ROOM | J | H has no room number and J has both, so column J stands
VAV0476 | VAV | Included | BMO SAFE 9.040 | entity:HQ_9.04_BMO_SAFE_ROOM | BMO SAFE ROOM 9.040 | 9.040 BMO SAFE |  | 9 | 040 | BMO SAFE ROOM | entity:HQ_9-040_Bmo-Safe-Room | 9.040 BMO SAFE ROOM | D->E | H carries a room number, so column D stands; D (BMO SAFE) does not match E - name taken from E
VAV0477 | VAV | Included | BMO ARCHIVE ROOM 9.041 | entity:HQ_9.041_BMO_ARCHIVE_ROOM |  | 9.041 BMO ARCHIVE ROOM |  | 9 | 041 | BMO ARCHIVE ROOM | entity:HQ_9-041_Bmo-Archive-Room | 9.041 BMO ARCHIVE ROOM | J | H has no room number and J has both, so column J stands
VAV0478 | VAV | Not Included | HH-WING CORRIDOR 9.601 | entity:HQ_9.601_HH-WING_CORRIDOR | CORRIDOR SW | SOUTH WEST CORRIDOR |  | 9 | 601 | HH-WING CORRIDOR | entity:HQ_9-601_Hh-Wing-Corridor | 9.601 HH WING CORRIDOR | D | no usable J, so column D stands
VAV0479 | VAV | Included | LEGAL ARCHIVE 9.001 | entity:HQ_9.001_LEGAL_ARCHIVE |  | 9.001 LEGAL ARCHIVE |  | 9 | 001 | LEGAL ARCHIVE | entity:HQ_9-001_Legal-Archive | 9.001 LEGAL ARCHIVE | J | H has no room number and J has both, so column J stands
VAV0480 | VAV | Included | LEGAL CONSULE 9.002 | entity:HQ_9.002_LEGAL_CONSULE |  | 9.002 LEGAL CONSULE |  | 9 | 002 | LEGAL CONSULE | entity:HQ_9-002_Legal-Consule | 9.002 LEGAL CONSULE | J | H has no room number and J has both, so column J stands
VAV0481 | VAV | Included | LEGAL CONSULE 9.003 | entity:HQ_9.003_LEGAL_LEGAL_CONSULE |  | 9.003 LEGAL CONSULE |  | 9 | 003 | LEGAL LEGAL CONSULE | entity:HQ_9-003_Legal-Legal-Consule | 9.003 LEGAL LEGAL CONSULE | J->E | H has no room number and J has both, so column J stands; J (LEGAL CONSULE) does not match E - name taken from E
VAV0482 | VAV | Included | LEGAL CONSULE 9.004 | entity:HQ_9.004_LEGAL_LEGAL_CONSULE |  | 9.004 LEGAL CONSULE |  | 9 | 004 | LEGAL LEGAL CONSULE | entity:HQ_9-004_Legal-Legal-Consule | 9.004 LEGAL LEGAL CONSULE | J->E | H has no room number and J has both, so column J stands; J (LEGAL CONSULE) does not match E - name taken from E
VAV0483 | VAV | Included | LEGAL CONSULE 9.005 | entity:HQ_9.005_LEGAL_LEGAL_CONSULE |  | 9.005 LEGAL CONSULE |  | 9 | 005 | LEGAL LEGAL CONSULE | entity:HQ_9-005_Legal-Legal-Consule | 9.005 LEGAL LEGAL CONSULE | J->E | H has no room number and J has both, so column J stands; J (LEGAL CONSULE) does not match E - name taken from E
VAV0484 | VAV | Included | LEGAL CONSULE 9.006 | entity:HQ_9.006_LEGAL_LEGAL_CONSULE |  | 9.006 LEGAL CONSULE |  | 9 | 006 | LEGAL LEGAL CONSULE | entity:HQ_9-006_Legal-Legal-Consule | 9.006 LEGAL LEGAL CONSULE | J->E | H has no room number and J has both, so column J stands; J (LEGAL CONSULE) does not match E - name taken from E
VAV0485 | VAV | Included | LEGAL CONSULE 9.007 | entity:HQ_9.007_LEGAL_LEGAL_CONSULE |  | 9.007 LEGAL CONSULE |  | 9 | 007 | LEGAL LEGAL CONSULE | entity:HQ_9-007_Legal-Legal-Consule | 9.007 LEGAL LEGAL CONSULE | J->E | H has no room number and J has both, so column J stands; J (LEGAL CONSULE) does not match E - name taken from E
VAV0486 | VAV | Included | LEGAL SUP. SEC. 9.008 | entity:HQ_9.008_LEGAL_LEGSUPSEC |  | 9.008 LEGAL SUP. SEC. |  | 9 | 008 | LEGAL LEGSUPSEC | entity:HQ_9-008_Legal-Legsupsec | 9.008 LEGAL LEGSUPSEC | J->E | H has no room number and J has both, so column J stands; J (LEGAL SUP. SEC.) does not match E - name taken from E
VAV0487 | VAV | Included | LEGAL SUP. SEC. 9.009 | entity:HQ_9.009_LEGAL_LEGSUPSEC |  | 9.009 LEGAL SUP. SEC. |  | 9 | 009 | LEGAL LEGSUPSEC | entity:HQ_9-009_Legal-Legsupsec | 9.009 LEGAL LEGSUPSEC | J->E | H has no room number and J has both, so column J stands; J (LEGAL SUP. SEC.) does not match E - name taken from E
VAV0488 | VAV | Included | LEGAL ADV. ENSUIT 9.010 | entity:HQ_9.01_LEGAL_LEGADVENSUIT |  | 9.010 LEGAL ADV. ENSUIT |  | 9 | 010 | LEGAL LEGADVENSUIT | entity:HQ_9-010_Legal-Legadvensuit | 9.010 LEGAL LEGADVENSUIT | J->E | H has no room number and J has both, so column J stands; J (LEGAL ADV. ENSUIT) does not match E - name taken from E
VAV0489 | VAV | Not Included | LOUNGE 9.105 | entity:HQ_9.105_LOUNGE | LOUNGE NW | 9.105 LOUNGE |  | 9 | 105 | LOUNGE | entity:HQ_9-105_Lounge | 9.105 LOUNGE | J | H has no room number and J has both, so column J stands
VAV0490 | VAV | Not Included | BMO WAITING AREA 9.104 | entity:HQ_9.104_BMO_WAITING_AREA |  | 9.104 BMO WAITING AREA |  | 9 | 104 | BMO WAITING AREA | entity:HQ_9-104_Bmo-Waiting-Area | 9.104 BMO WAITING AREA | J | H has no room number and J has both, so column J stands
VAV0491 | VAV | Included | NORTH WEST TOILETS 9.403 | entity:HQ_9.403_MALE_TOILET |  | 9.104 BMO WAITING AREA | green | 9 | 104 | BMO WAITING AREA | entity:HQ_9-104_Bmo-Waiting-Area | 9.104 BMO WAITING AREA | J | green row: took the last populated name (J); overrides column E (MALE TOILET)
VAV0492 | VAV | Not Included | HH-WING CORRIDOR 9.601 | entity:HQ_9.601_HH-WING_CORRIDOR | CORRIDOR NE | NORTH EAST CORRIDOR |  | 9 | 601 | HH-WING CORRIDOR | entity:HQ_9-601_Hh-Wing-Corridor | 9.601 HH WING CORRIDOR | D | no usable J, so column D stands
VAV0493 | VAV | Not Included | SHEIKA WING DINING AREA 9.110 | entity:HQ_9.11_SHEIKA_WING_DINING_AREA | OUTSIDE SHEIKA WING DINING AREA 9.110 | 9.110 SHEIKA WING DINING AREA |  | 9 | 110 | SHEIKA WING DINING AREA | entity:HQ_9-110_Sheika-Wing-Dining-Area | 9.110 SHEIKA WING DINING AREA | D | H carries a room number, so column D stands
VAV0494 | VAV | Not Included | SHEIKA WING DINING AREA 9.110 | entity:HQ_9.11_SHEIKA_WING_DINING_AREA | SHEIKA WING DINING AREA SE | 9.110 SHEIKA WING DINING AREA |  | 9 | 110 | SHEIKA WING DINING AREA | entity:HQ_9-110_Sheika-Wing-Dining-Area | 9.110 SHEIKA WING DINING AREA | J | H has no room number and J has both, so column J stands
VAV0495 | VAV | Not Included | SOUTH EAST CORRIDOR 9.11 | entity:HQ_9.11_SHEIKA_WING_DINING_AREA | OUTSIDE SHEIKA WING DINING AREA 9.11 | SOUTH EAST CORRIDOR |  | 9 | 110 | SHEIKA WING DINING AREA | entity:HQ_9-110_Sheika-Wing-Dining-Area | 9.110 SHEIKA WING DINING AREA | D->E | H carries a room number, so column D stands; D (SOUTH EAST CORRIDOR) does not match E - name taken from E
VAV0496 | VAV | Included | KITCHEN 9.108 | entity:HQ_9.108_SUPPORT_SPACE_PREPKITCHEN |  | 9.108 KITCHEN |  | 9 | 108 | SUPPORT SPACE PREP KITCHEN | entity:HQ_9-108_Support-Space-Prep-Kitchen | 9.108 SUPPORT SPACE PREP KITCHEN | J->E | H has no room number and J has both, so column J stands; J (KITCHEN) does not match E - name taken from E; department prefix split off - 'SUPPORT SPACE PREP KITCHEN'; QF_HQ_Ontology_draft0.4.xlsx calls 9.108 'SUPPORT SPACE PREPKITCHEN'
VAV0497 | VAV | Not Included | SHEIKA WING DINING AREA 9.110 | entity:HQ_9.11_SHEIKA_WING_DINING_AREA |  |  |  | 9 | 110 | SHEIKA WING DINING AREA | entity:HQ_9-110_Sheika-Wing-Dining-Area | 9.110 SHEIKA WING DINING AREA | D | no usable J, so column D stands
VAV0498 | VAV | Included | ARCHIVE 10.005 | entity:HQ_10.005_SHEIKHA_WING_ARCHIVE | SHEIKA WING ARCHIVE 10.005 | 10.005 ARCHIVE |  | 10 | 005 | SHEIKHA WING ARCHIVE | entity:HQ_10-005_Sheikha-Wing-Archive | 10.005 SHEIKHA WING ARCHIVE | D->E | H carries a room number, so column D stands; D (ARCHIVE) does not match E - name taken from E
VAV0499 | VAV | Not Included | EXEC. DIR. ARCH. COORD 10.006 | entity:HQ_10.006_EXECDIRARCHCOORD | EXECDIRARCH COORD 10.006 | 10.006 EXEC. DIR. ARCH. COORD |  | 10 | 006 | EXEC. DIR. ARCH. COORD | entity:HQ_10-006_Exec-Dir-Arch-Coord | 10.006 EXEC DIR ARCH COORD | D | H carries a room number, so column D stands; QF_HQ_Ontology_draft0.4.xlsx calls 10.006 'EXECDIRARCHCOORD'
VAV0500 | VAV | Included | EXEC. DIR. PROT. ASSIS. 10.007 | entity:HQ_10.007_EXECDIR_PROTASSIST | EXECDIRARCH COORD 10.007 | 10.007 EXEC. DIR. PROT. ASSIS. |  | 10 | 007 | EXEC. DIR. PROT. ASSIS. | entity:HQ_10-007_Exec-Dir-Prot-Assis | 10.007 EXEC DIR PROT ASSIS | D | H carries a room number, so column D stands; spelled 'EXEC. DIR. PROT. ASSIS.' here and 'EXECDIR PROTASSIST' in column E - one is a typo; QF_HQ_Ontology_draft0.4.xlsx calls 10.007 'EXECDIR PROTASSIST'
VAV0501 | VAV | Included | SCHED OFFICER 10.008 | entity:HQ_10.008_PROTOCOL_DIR_SCHED_OFFICER | PROTOCOL DIRSCHEDOFF 10.008 | 10.008 SCHED OFFICER |  | 10 | 008 | PROTOCOL DIR SCHED OFFICER | entity:HQ_10-008_Protocol-Dir-Sched-Officer | 10.008 PROTOCOL DIR SCHED OFFICER | D->E | H carries a room number, so column D stands; D (SCHED OFFICER) does not match E - name taken from E
VAV0502 | VAV | Included | CEREM. OFFICER 10.009 | entity:HQ_10.009_PROTOCOL_DIR_CEREMOFF | PROTOCOL DIRCEREMOFF 10.009 | 10.009 CEREM. OFFICER |  | 10 | 009 | PROTOCOL DIR CEREMOFF | entity:HQ_10-009_Protocol-Dir-Ceremoff | 10.009 PROTOCOL DIR CEREMOFF | D->E | H carries a room number, so column D stands; D (CEREM. OFFICER) does not match E - name taken from E
VAV0503 | VAV | Included | CEREM. OFFICER 10.010 | entity:HQ_10.01_PROTOCOL_DIR_CEREMOFF | PROTOCOL DIRCEREMOFF 10.010 | 10.010 CEREM. OFFICER |  | 10 | 010 | PROTOCOL DIR CEREMOFF | entity:HQ_10-010_Protocol-Dir-Ceremoff | 10.010 PROTOCOL DIR CEREMOFF | D->E | H carries a room number, so column D stands; D (CEREM. OFFICER) does not match E - name taken from E
VAV0504 | VAV | Included | CEREM. OFFICER 10.011 | entity:HQ_10.011_PROTOCOL_DIR_CEREMOFF | PROTOCOL DIRCEREMOFF 10.011 | 10.011 CEREM. OFFICER |  | 10 | 011 | PROTOCOL DIR CEREMOFF | entity:HQ_10-011_Protocol-Dir-Ceremoff | 10.011 PROTOCOL DIR CEREMOFF | D->E | H carries a room number, so column D stands; D (CEREM. OFFICER) does not match E - name taken from E
VAV0505 | VAV | Included | TR. & VIS. OFFICER 10.012 | entity:HQ_10.012_PROTOCOL_DIR_TR_&_VIS_OFF | PROTOCOL DIRTR/VISOFF 10.012 | 10.012 TR. & VIS. OFFICER |  | 10 | 012 | PROTOCOL DIR TR & VIS OFF | entity:HQ_10-012_Protocol-Dir-Tr-And-Vis-Off | 10.012 PROTOCOL DIR TR AND VIS OFF | D->E | H carries a room number, so column D stands; D (TR. & VIS. OFFICER) does not match E - name taken from E
VAV0506 | VAV | Included | TR. & VIS. OFFICER 10.013 | entity:HQ_10.013_PROTOCOL_DIR_TR_&_VIS_OFF | PROTOCOL DIRTR/VISOFF 10.013 | 10.013 TR. & VIS. OFFICER |  | 10 | 013 | PROTOCOL DIR TR & VIS OFF | entity:HQ_10-013_Protocol-Dir-Tr-And-Vis-Off | 10.013 PROTOCOL DIR TR AND VIS OFF | D->E | H carries a room number, so column D stands; D (TR. & VIS. OFFICER) does not match E - name taken from E
VAV0507 | VAV | Included | SCHED OFFICER 10.015 | entity:HQ_10.015_PROTOCOL_DIRSCHED_OFFICER | PROTOCOL DIRSCHEDOFF 10.015 | 10.015 SCHED OFFICER |  | 10 | 015 | PROTOCOL DIR SCHED OFFICER | entity:HQ_10-015_Protocol-Dir-Sched-Officer | 10.015 PROTOCOL DIR SCHED OFFICER | D->E | H carries a room number, so column D stands; D (SCHED OFFICER) does not match E - name taken from E; department prefix split off - 'PROTOCOL DIR SCHED OFFICER'; QF_HQ_Ontology_draft0.4.xlsx calls 10.015 'PROTOCOL DIRSCHED OFFICER'
VAV0508 | VAV | Included | PLANNING ANALYST 10.016 | entity:HQ_10.016_PLANNING_DIRPLANNING_ANALYST | PLANDIRPLANNING ANAL 10.016 | 10.016 PLANNING ANALYST |  | 10 | 016 | PLANNING DIR PLANNING ANALYST | entity:HQ_10-016_Planning-Dir-Planning-Analyst | 10.016 PLANNING DIR PLANNING ANALYST | D->E | H carries a room number, so column D stands; D (PLANNING ANALYST) does not match E - name taken from E; department prefix split off - 'PLANNING DIR PLANNING ANALYST'; QF_HQ_Ontology_draft0.4.xlsx calls 10.016 'PLANNING DIRPLANNING ANALYST'
VAV0509 | VAV | Included | STRAT. PLANNER 10.017 | entity:HQ_10.017_PLANNING_DIRSTRATPLANNER | PLANDIRSTRATPLNER 10.017 | 10.017 STRAT. PLANNER |  | 10 | 017 | PLANNING DIR STRAT. PLANNER | entity:HQ_10-017_Planning-Dir-Strat-Planner | 10.017 PLANNING DIR STRAT PLANNER | D->E | H carries a room number, so column D stands; D (STRAT. PLANNER) does not match E - name taken from E; department prefix split off - 'PLANNING DIR STRAT. PLANNER'; QF_HQ_Ontology_draft0.4.xlsx calls 10.017 'PLANNING DIRSTRATPLANNER'
VAV0510 | VAV | Not Included | PLANNING DIR. EXT. COORD 10.018 | entity:HQ_10.018_PLANNING_DIR_EXTCOORD | PLANNINGDIREXTCOORD 10.018 | 10.018 PLANNING DIR. EXT. COORD |  | 10 | 018 | PLANNING DIR. EXT. COORD | entity:HQ_10-018_Planning-Dir-Ext-Coord | 10.018 PLANNING DIR EXT COORD | D | H carries a room number, so column D stands; QF_HQ_Ontology_draft0.4.xlsx calls 10.018 'PLANNING DIR EXTCOORD'
VAV0511 | VAV | Included | SEN. POLICY ANALYST 10.019 | entity:HQ_10.019_POLICY_DIRSENPOLANALYST | POLICY DIRSEN POLANA 10.019 | 10.019 SEN. POLICY ANALYST |  | 10 | 019 | POLICY DIRSENPOLANALYST | entity:HQ_10-019_Policy-Dirsenpolanalyst | 10.019 POLICY DIRSENPOLANALYST | D->E | H carries a room number, so column D stands; D (SEN. POLICY ANALYST) does not match E - name taken from E
VAV0512 | VAV | Included | SEN. RESEARCH ANALYST 10.020 | entity:HQ_10.02_POLICY_DIR_SENRESEARCH_ANALYST | POLICY DIRSEN RES ANA 10.020 | 10.020 RESEARCH ANALYST |  | 10 | 020 | POLICY DIR SEN. RESEARCH ANALYST | entity:HQ_10-020_Policy-Dir-Sen-Research-Analyst | 10.020 POLICY DIR SEN RESEARCH ANALYST | D->E | H carries a room number, so column D stands; D (SEN. RESEARCH ANALYST) does not match E - name taken from E; department prefix split off - 'POLICY DIR SEN. RESEARCH ANALYST'; QF_HQ_Ontology_draft0.4.xlsx calls 10.020 'POLICY DIR SENRESEARCH ANALYST'
VAV0513 | VAV | Included | RESEARCH ANALYST 10.021 | entity:HQ_10.021_POLICY_DIRRESANALYST | POLICY DIR RESEARCH ANA 10.021 | 10.021 RESEARCH ANALYST |  | 10 | 021 | POLICY DIRRESANALYST | entity:HQ_10-021_Policy-Dirresanalyst | 10.021 POLICY DIRRESANALYST | D->E | H carries a room number, so column D stands; D (RESEARCH ANALYST) does not match E - name taken from E
VAV0514 | VAV | Included | RESEARCH ANALYST 10.022 | entity:HQ_10.022_POLICY_DIRRESANALYST | POLICY DIR RESEARCH ANA 10.022 | 10.022 RESEARCH ANALYST |  | 10 | 022 | POLICY DIRRESANALYST | entity:HQ_10-022_Policy-Dirresanalyst | 10.022 POLICY DIRRESANALYST | D->E | H carries a room number, so column D stands; D (RESEARCH ANALYST) does not match E - name taken from E
VAV0515 | VAV | Included | HR OFFICER 10.023 | entity:HQ_10.023_SHSERVDIR_HR_OFFICER | SHSERVDIRHR OFFICER 10.023 | 10.023 HR OFFICER |  | 10 | 023 | SHSERVDIR HR OFFICER | entity:HQ_10-023_Shservdir-Hr-Officer | 10.023 SHSERVDIR HR OFFICER | D->E | H carries a room number, so column D stands; D (HR OFFICER) does not match E - name taken from E
VAV0516 | VAV | Included | HR ASSISTANT 10.024 | entity:HQ_10.024_SHSERVDIRHR_ASSISTANT | SHSERVDIRHR ASSISTANT 10.024 | 10.024 HR ASSISTANT |  | 10 | 024 | SHSERVDIR HR ASSISTANT | entity:HQ_10-024_Shservdir-Hr-Assistant | 10.024 SHSERVDIR HR ASSISTANT | D->E | H carries a room number, so column D stands; D (HR ASSISTANT) does not match E - name taken from E; department prefix split off - 'SHSERVDIR HR ASSISTANT'; QF_HQ_Ontology_draft0.4.xlsx calls 10.024 'SHSERVDIRHR ASSISTANT'
VAV0517 | VAV | Included | PROCUR. REPRESENT 10.025 | entity:HQ_10.025_SHSERVDIRPROCURREPRESENT | SHSERVDIRPROC REPRE 10.025 | 10.025 PROCUR. REPRESENT |  | 10 | 025 | SHSERVDIR PROCUR. REPRESENT | entity:HQ_10-025_Shservdir-Procur-Represent | 10.025 SHSERVDIR PROCUR REPRESENT | D->E | H carries a room number, so column D stands; D (PROCUR. REPRESENT) does not match E - name taken from E; department prefix split off - 'SHSERVDIR PROCUR. REPRESENT'; QF_HQ_Ontology_draft0.4.xlsx calls 10.025 'SHSERVDIRPROCURREPRESENT'
VAV0518 | VAV | Included | SERVICE COORD 10.026 | entity:HQ_10.026_SHSERVDIRSERVICE_COORD | SHSERVDIRSRVCE COORD 10.026 | 10.026 SERVICE COORD |  | 10 | 026 | SHSERVDIR SERVICE COORD | entity:HQ_10-026_Shservdir-Service-Coord | 10.026 SHSERVDIR SERVICE COORD | D->E | H carries a room number, so column D stands; D (SERVICE COORD) does not match E - name taken from E; department prefix split off - 'SHSERVDIR SERVICE COORD'; QF_HQ_Ontology_draft0.4.xlsx calls 10.026 'SHSERVDIRSERVICE COORD'
VAV0519 | VAV | Included | SERV. SUPERVISOR 10.027 | entity:HQ_10.027_SHSERVDIRGENSERVSUPERV | SHSERVDIRGENSERVSUPERV 10.027 | 10.027 SERV. SUPERVISOR |  | 10 | 027 | SHSERVDIRGENSERVSUPERV | entity:HQ_10-027_Shservdirgenservsuperv | 10.027 SHSERVDIRGENSERVSUPERV | D->E | H carries a room number, so column D stands; D (SERV. SUPERVISOR) does not match E - name taken from E
VAV0520 | VAV | Not Included | FINANCE CONTROL 10.028 | entity:HQ_10.028_SHSERVDIRFINANCCONTROL | SHSERVDIRFINANCE CONTROL 10.028 | 10.028 FINANCE CONTROL |  | 10 | 028 | SHSERVDIR FINANCE CONTROL | entity:HQ_10-028_Shservdir-Finance-Control | 10.028 SHSERVDIR FINANCE CONTROL | D->E | H carries a room number, so column D stands; D (FINANCE CONTROL) does not match E - name taken from E; spelled 'SHSERVDIRFINANCE CONTROL' on the clearest source; department prefix split off - 'SHSERVDIR FINANCE CONTROL'; QF_HQ_Ontology_draft0.4.xlsx calls 10.028 'SHSERVDIRFINANCCONTROL'
VAV0521 | VAV | Not Included | SERV. DIR. TR. & GU. SERV. 10.029 | entity:HQ_10.029_SHSERVDIRTR&_GUSERV | SHSERVDIRTR&GUSERV 10.029 | 10.029 SERV. DIR. TR. & GU. SERV. |  | 10 | 029 | SERV. DIR. TR. & GU. SERV. | entity:HQ_10-029_Serv-Dir-Tr-And-Gu-Serv | 10.029 SERV DIR TR AND GU SERV | D | H carries a room number, so column D stands; spelled 'SERV. DIR. TR. & GU. SERV.' here and 'SHSERVDIRTR& GUSERV' in column E - one is a typo; QF_HQ_Ontology_draft0.4.xlsx calls 10.029 'SHSERVDIRTR& GUSERV'
VAV0522 | VAV | Not Included | HH-WING CORRIDOR 10.601 | entity:HQ_10.601_HH-WING_CORRIDOR |  | HH-WING CORRIDOR 10.601 |  | 10 | 601 | HH-WING CORRIDOR | entity:HQ_10-601_Hh-Wing-Corridor | 10.601 HH WING CORRIDOR | J | H has no room number and J has both, so column J stands
VAV0523 | VAV | Not Included | COMM. DIR. DESIG. 10.031 | entity:HQ_10.031_COMMUNICDIRCOMMDESIGNER | COMMUNICDIRCOMM DESIGR 10.031 | 10.031 COMM. DIR. DESIG. |  | 10 | 031 | COMMUNICDIRCOMM DESIGR | entity:HQ_10-031_Communicdircomm-Desigr | 10.031 COMMUNICDIRCOMM DESIGR | D->E | H carries a room number, so column D stands; D (COMM. DIR. DESIG.) does not match E - name taken from E; spelled 'COMMUNICDIRCOMM DESIGR' on the clearest source; QF_HQ_Ontology_draft0.4.xlsx calls 10.031 'COMMUNICDIRCOMMDESIGNER'
VAV0524 | VAV | Not Included | COMM. DIR. EDITOR 10.032 | entity:HQ_10.032_COMMUNICDIRSPEECH_EDITOR | COMMUNICDIRSPEECH EDITR 10.032 | 10.032 COMM. DIR. EDITOR |  | 10 | 032 | COMMUNICDIRSPEECH EDITOR | entity:HQ_10-032_Communicdirspeech-Editor | 10.032 COMMUNICDIRSPEECH EDITOR | D->E | H carries a room number, so column D stands; D (COMM. DIR. EDITOR) does not match E - name taken from E
VAV0525 | VAV | Not Included | COMM. DIR. TRANSLTOR 10.033 | entity:HQ_10.033_COMMUNICDIR_TRANSLATOR | COMMUNICDIR TRANSLATOR 10.033 | 10.033 COMM. DIR. TRANSLTOR |  | 10 | 033 | COMMUNICDIR TRANSLATOR | entity:HQ_10-033_Communicdir-Translator | 10.033 COMMUNICDIR TRANSLATOR | D->E | H carries a room number, so column D stands; D (COMM. DIR. TRANSLTOR) does not match E - name taken from E
VAV0526 | VAV | Not Included | COMM. DIR. COORD 10.034 | entity:HQ_10.034_COMMUNICDIRPUBCOMMCOORD | COMMUNICDIRPUBCOMMCOORD 10.034 | 10.034 COMM. DIR. COORD |  | 10 | 034 | COMMUNICDIRPUBCOMMCOORD | entity:HQ_10-034_Communicdirpubcommcoord | 10.034 COMMUNICDIRPUBCOMMCOORD | D->E | H carries a room number, so column D stands; D (COMM. DIR. COORD) does not match E - name taken from E
VAV0527 | VAV | Included | SUPP. OFFICER 10.035 | entity:HQ_10.035_SHSERVDIR_IT_SUPPORT_OFFICER | SHSERVDIRIT SUPPOFCR 10.035 | 10.035 SUPP. OFFICER |  | 10 | 035 | SHSERVDIR IT SUPPORT OFFICER | entity:HQ_10-035_Shservdir-IT-Support-Officer | 10.035 SHSERVDIR IT SUPPORT OFFICER | D->E | H carries a room number, so column D stands; D (SUPP. OFFICER) does not match E - name taken from E
VAV0528 | VAV | Not Included | SH. SERV. DIR. ACCOUNUT. 10.036 | entity:HQ_10.036_SHSERVDIR_ACCOUNT | SHSERVDIRACCOUNT 10.036 | 10.036 SH. SERV. DIR. ACCOUNT. |  | 10 | 036 | SH. SERV. DIR. ACCOUNUT. | entity:HQ_10-036_Sh-Serv-Dir-Accounut | 10.036 SH SERV DIR ACCOUNUT | D | H carries a room number, so column D stands; spelled 'SH. SERV. DIR. ACCOUNUT.' here and 'SHSERVDIR ACCOUNT' in column E - one is a typo; QF_HQ_Ontology_draft0.4.xlsx calls 10.036 'SHSERVDIR ACCOUNT'
VAV0529 | VAV | Not Included | SH. SERV. DIR. SR. ACCOUNT. 10.037 | entity:HQ_10.037_SHSERVDIRSENACCOUNTANT | SHSERVDIRSENACCOUNT 10.037 | 10.037 SH. SERV. DIR. SR. ACCOUNT. |  | 10 | 037 | SHSERVDIRSENACCOUNTANT | entity:HQ_10-037_Shservdirsenaccountant | 10.037 SHSERVDIRSENACCOUNTANT | D->E | H carries a room number, so column D stands; D (SH. SERV. DIR. SR. ACCOUNT.) does not match E - name taken from E
VAV0530 | VAV | Not Included | SHEIKHA WING STORAGE 10.001 | entity:HQ_10.001_SHEIKHA_WING_STORAGE |  | 10.001 SHEIKHA WING STORAGE |  | 10 | 001 | SHEIKHA WING STORAGE | entity:HQ_10-001_Sheikha-Wing-Storage | 10.001 SHEIKHA WING STORAGE | J | H has no room number and J has both, so column J stands
VAV0531 | VAV | Not Included | SHEIKHA WING STORAGE 10.001 | entity:HQ_10.001_SHEIKHA_WING_STORAGE |  | 10.001 SHEIKHA WING STORAGE |  | 10 | 001 | SHEIKHA WING STORAGE | entity:HQ_10-001_Sheikha-Wing-Storage | 10.001 SHEIKHA WING STORAGE | J | H has no room number and J has both, so column J stands
VAV0532 | VAV | Not Included | SHEIKHA WING STORAGE 10.001 | entity:HQ_10.001_SHEIKHA_WING_STORAGE |  | 10.001 SHEIKHA WING STORAGE |  | 10 | 001 | SHEIKHA WING STORAGE | entity:HQ_10-001_Sheikha-Wing-Storage | 10.001 SHEIKHA WING STORAGE | J | H has no room number and J has both, so column J stands
VAV0533 | VAV | Not Included | BOARD ROOM WAITING 10.003 | entity:HQ_10.003_BOARD_ROOM_WAITING_AREA | BOARD RMWAITING AREA 10.003 | 10.003 BOARD ROOM WAITING |  | 10 | 003 | BOARD ROOM WAITING AREA | entity:HQ_10-003_Board-Room-Waiting-Area | 10.003 BOARD ROOM WAITING AREA | D->E | H carries a room number, so column D stands; D (BOARD ROOM WAITING) does not match E - name taken from E
VAV0534 | VAV | Not Included | BOARD ROOM WAITING 10.003 | entity:HQ_10.003_BOARD_ROOM_WAITING_AREA |  | 10.003 BOARD ROOM WAITING |  | 10 | 003 | BOARD ROOM WAITING AREA | entity:HQ_10-003_Board-Room-Waiting-Area | 10.003 BOARD ROOM WAITING AREA | J->E | H has no room number and J has both, so column J stands; J (BOARD ROOM WAITING) does not match E - name taken from E
VAV0535 | VAV | Included | ARCHIVE COORD 10.004 | entity:HQ_10.004_EXECDIRARCHCOORD | EXECDIRARCH COORD 10.004 | 10.004 ARCHIVE COORD |  | 10 | 004 | EXECDIRARCH COORD | entity:HQ_10-004_Execdirarch-Coord | 10.004 EXECDIRARCH COORD | D->E | H carries a room number, so column D stands; D (ARCHIVE COORD) does not match E - name taken from E; spelled 'EXECDIRARCH COORD' on the clearest source; QF_HQ_Ontology_draft0.4.xlsx calls 10.004 'EXECDIRARCHCOORD'
VAV0536 | VAV | Not Included | LOUNGE 10.106 | entity:HQ_10.106_LOUNGE |  | 10.106 LOUNGE |  | 10 | 106 | LOUNGE | entity:HQ_10-106_Lounge | 10.106 LOUNGE | J | H has no room number and J has both, so column J stands
VAV0537 | VAV | Not Included | NW LOUNGE 10.106 | entity:HQ_10.106_LOUNGE |  | 10.106 NW LOUNGE |  | 10 | 106 | LOUNGE | entity:HQ_10-106_Lounge | 10.106 LOUNGE | J->E | H has no room number and J has both, so column J stands; J (NW LOUNGE) does not match E - name taken from E
VAV0538 | VAV | Not Included | BOARD PREP. ROOM 10.109 | entity:HQ_10.109_BOARD_PREPROOM | BOARD PREPROOM 10.109 | 10.109 BOARD PREP. ROOM |  | 10 | 109 | BOARD PREP. ROOM | entity:HQ_10-109_Board-Prep-Room | 10.109 BOARD PREP ROOM | D | H carries a room number, so column D stands; QF_HQ_Ontology_draft0.4.xlsx calls 10.109 'BOARD PREPROOM'
VAV0539 | VAV | Included | CONSULTANT SPACE 10.101 | entity:HQ_10.101_CONSULTANTS_SPACE |  | 10.101 CONSULTANT SPACE |  | 10 | 101 | CONSULTANT SPACE | entity:HQ_10-101_Consultant-Space | 10.101 CONSULTANT SPACE | J | H has no room number and J has both, so column J stands; spelled 'CONSULTANT SPACE' here and 'CONSULTANTS SPACE' in column E - one is a typo; QF_HQ_Ontology_draft0.4.xlsx calls 10.101 'CONSULTANTS SPACE'
VAV0540 | VAV | Included | CONSULTANT SPACE 10.101 | entity:HQ_10.101_CONSULTANTS_SPACE |  | 10.101 CONSULTANT SPACE |  | 10 | 101 | CONSULTANT SPACE | entity:HQ_10-101_Consultant-Space | 10.101 CONSULTANT SPACE | J | H has no room number and J has both, so column J stands; spelled 'CONSULTANT SPACE' here and 'CONSULTANTS SPACE' in column E - one is a typo; QF_HQ_Ontology_draft0.4.xlsx calls 10.101 'CONSULTANTS SPACE'
VAV0541 | VAV | Not Included | AV ROOM 10.112 | entity:HQ_10.112_TRANSLATOR_ROOM | TRANSLATER ROOM 10.112 | 10.112 AV ROOM |  | 10 | 112 | TRANSLATOR ROOM | entity:HQ_10-112_Translator-Room | 10.112 TRANSLATOR ROOM | D->E | H carries a room number, so column D stands; D (AV ROOM) does not match E - name taken from E
VAV0542 | VAV | Not Included | HH-WING CORRIDOR 10.601 | entity:HQ_10.601_HH-WING_CORRIDOR | CORRIDOR 10.601 | NORTH EAST CORRIDOR |  | 10 | 601 | HH-WING CORRIDOR | entity:HQ_10-601_Hh-Wing-Corridor | 10.601 HH WING CORRIDOR | D | H carries a room number, so column D stands
VAV0543 | VAV | Not Included | HH-WING CORRIDOR 10.601 | entity:HQ_10.601_HH-WING_CORRIDOR | CORRIDOR 10.601 | HH-WING CORRIDOR 10.601 |  | 10 | 601 | HH-WING CORRIDOR | entity:HQ_10-601_Hh-Wing-Corridor | 10.601 HH WING CORRIDOR | D | H carries a room number, so column D stands
VAV0544 | VAV | Not Included | HH-WING CORRIDOR 10.601 | entity:HQ_10.601_HH-WING_CORRIDOR | CORRIDOR 10.601 | HH-WING CORRIDOR 10.601 |  | 10 | 601 | HH-WING CORRIDOR | entity:HQ_10-601_Hh-Wing-Corridor | 10.601 HH WING CORRIDOR | D | H carries a room number, so column D stands
VAV0545 | VAV | Not Included | HH-WING CORRIDOR 10.601 | entity:HQ_10.601_HH-WING_CORRIDOR | CORRIDOR 10.601 | NORTH EAST CORRIDOR |  | 10 | 601 | HH-WING CORRIDOR | entity:HQ_10-601_Hh-Wing-Corridor | 10.601 HH WING CORRIDOR | D | H carries a room number, so column D stands
VAV0546 | VAV | Not Included | HH-WING CORRIDOR 10.601 | entity:HQ_10.601_HH-WING_CORRIDOR | CORRIDOR 10.601 | HH-WING CORRIDOR 10.601 |  | 10 | 601 | HH-WING CORRIDOR | entity:HQ_10-601_Hh-Wing-Corridor | 10.601 HH WING CORRIDOR | D | H carries a room number, so column D stands
VAV0547 | VAV | Not Included | SHEIKHA WING MULTIPURPOSE ROOM 10.102 | entity:HQ_10.102_SHEIKHA_WING_MULTIPURPOSE_ROOM | CORRIDO 10.102 | 10.102 SHEIKHA WING MULTI PURPOSE ROOM |  | 10 | 102 | SHEIKHA WING MULTI PURPOSE ROOM | entity:HQ_10-102_Sheikha-Wing-Multi-Purpose-Room | 10.102 SHEIKHA WING MULTI PURPOSE ROOM | D | column H was blank in sources/HQ_rooms_3F-Roof.xlsx, taken from sources/HQ_rooms_B-2F.xlsx; H carries a room number, so column D stands; spelled 'SHEIKHA WING MULTI PURPOSE ROOM' on the clearest source; QF_HQ_Ontology_draft0.4.xlsx calls 10.102 'SHEIKHA WING MULTIPURPOSE ROOM'
VAV0548 | VAV | Included | OFFICE SPACE 10.002E | entity:HQ_10.002E_OFFICE_SPACE | SHELL SPACE E 10.002E | 10.002E OFFICE SPACE |  | 10 | 002E | OFFICE SPACE | entity:HQ_10-002E_Office-Space | 10.002E OFFICE SPACE | D | H carries a room number, so column D stands
VAV0549 | VAV | Included | OFFICE SPACE 10.002D | entity:HQ_10.002D_OFFICE_SPACE | SHELL SPACE C 10.002D | 10.002C OFFICE SPACE |  | 10 | 002D | OFFICE SPACE | entity:HQ_10-002D_Office-Space | 10.002D OFFICE SPACE | D | H carries a room number, so column D stands
VAV0550 | VAV | Included | OFFICE SPACE 10.002C | entity:HQ_10.002C_OFFICE_SPACE | SHELL SPACE B 10.002C | 10.002B OFFICE SPACE |  | 10 | 002C | OFFICE SPACE | entity:HQ_10-002C_Office-Space | 10.002C OFFICE SPACE | D | H carries a room number, so column D stands
VAV0551 | VAV | Included | OFFICE SPACE 10.002A | entity:HQ_10.002A_OFFICE_SPACE | SHELL SPACE A 10.002A | 10.002A OFFICE SPACE |  | 10 | 002A | OFFICE SPACE | entity:HQ_10-002A_Office-Space | 10.002A OFFICE SPACE | D | H carries a room number, so column D stands
VAV0552 | VAV | Not Included | PLANNING DIR. 11.012 | entity:HQ_11.012_PLANNING_DIRDIRPLANNING | PLANNING DIR DIR PLANNING 11.012 | 11.012 PLANNING DIR. |  | 11 | 012 | PLANNING DIR DIR PLANNING | entity:HQ_11-012_Planning-Dir-Dir-Planning | 11.012 PLANNING DIR DIR PLANNING | D->E | H carries a room number, so column D stands; D (PLANNING DIR.) does not match E - name taken from E; spelled 'PLANNING DIR DIR PLANNING' on the clearest source; QF_HQ_Ontology_draft0.4.xlsx calls 11.012 'PLANNING DIRDIRPLANNING'
VAV0553 | VAV | Not Included | EXEC. DIR. CORR. 11.013 | entity:HQ_11.013_EXECDIRCORRF-UP | EXECDIRCORRF -UP 11.013 | 11.013 EXEC. DIR. CORR. |  | 11 | 013 | EXECDIRCORRF -UP | entity:HQ_11-013_Execdircorrf-Up | 11.013 EXECDIRCORRF UP | D->E | H carries a room number, so column D stands; D (EXEC. DIR. CORR.) does not match E - name taken from E; spelled 'EXECDIRCORRF -UP' on the clearest source
VAV0554 | VAV | Not Included | EXEC. DIR. CORR. MANAGER 11.014 | entity:HQ_11.014_EXECDIRCORRMANAGER | EXECDIRCORRMANAGER 11.014 | 11.014 EXEC. DIR. CORR. MANAGER |  | 11 | 014 | EXEC. DIR. CORR. MANAGER | entity:HQ_11-014_Exec-Dir-Corr-Manager | 11.014 EXEC DIR CORR MANAGER | D | H carries a room number, so column D stands; QF_HQ_Ontology_draft0.4.xlsx calls 11.014 'EXECDIRCORRMANAGER'
VAV0555 | VAV | Not Included | EXEC. DIR. CORR. 11.015 | entity:HQ_11.015_EXECDIRCORRF-UP | EXECDIRCORRF-UP 11.015 | 11.015 EXEC. DIR. CORR. |  | 11 | 015 | EXECDIRCORRF-UP | entity:HQ_11-015_Execdircorrf-Up | 11.015 EXECDIRCORRF UP | D->E | H carries a room number, so column D stands; D (EXEC. DIR. CORR.) does not match E - name taken from E
VAV0556 | VAV | Included | LEGAL ASSIST. 11.016 | entity:HQ_11.016_EXECDIRLEGAL_ASSIST | EXECDIRLEGAL ASSIST 11.016 | 11.016 LEGAL ASSIST. |  | 11 | 016 | EXECDIR LEGAL ASSIST. | entity:HQ_11-016_Execdir-Legal-Assist | 11.016 EXECDIR LEGAL ASSIST | D->E | H carries a room number, so column D stands; D (LEGAL ASSIST.) does not match E - name taken from E; department prefix split off - 'EXECDIR LEGAL ASSIST.'; QF_HQ_Ontology_draft0.4.xlsx calls 11.016 'EXECDIRLEGAL ASSIST'
VAV0557 | VAV | Included | LEGAL ADVISOR 11.017 | entity:HQ_11.017_EXECDIRLEGAL_ADVISOR | EXECDIRLEGAL ADVISOR 11.017 | 11.017 LEGAL ADVISOR |  | 11 | 017 | EXECDIR LEGAL ADVISOR | entity:HQ_11-017_Execdir-Legal-Advisor | 11.017 EXECDIR LEGAL ADVISOR | D->E | H carries a room number, so column D stands; D (LEGAL ADVISOR) does not match E - name taken from E; department prefix split off - 'EXECDIR LEGAL ADVISOR'; QF_HQ_Ontology_draft0.4.xlsx calls 11.017 'EXECDIRLEGAL ADVISOR'
VAV0558 | VAV | [12 empty] | the ontology gives this equipment no room and no screen reading names one - needs a client check
VAV0559 | VAV | Included | LEGAL ADVISOR 11.018 | entity:HQ_11.018_EXECDIREXECASSIST | EXECDIREXECASSIST 11.018 | 11.018 LEGAL ADVISOR |  | 11 | 018 | EXECDIREXECASSIST | entity:HQ_11-018_Execdirexecassist | 11.018 EXECDIREXECASSIST | D->E | H carries a room number, so column D stands; D (LEGAL ADVISOR) does not match E - name taken from E
VAV0560 | VAV | Not Included | DEP. EXEC. DIRECTOR 11.019 | entity:HQ_11.019_EXECDIR_DEPEXECDIRECTOR | EXECDIRDEPEXECDIRECTOR 11.019 | 11.019 DEP. EXEC. DIRECTOR |  | 11 | 019 | EXECDIR DEP. EXEC. DIRECTOR | entity:HQ_11-019_Execdir-Dep-Exec-Director | 11.019 EXECDIR DEP EXEC DIRECTOR | D->E | H carries a room number, so column D stands; D (DEP. EXEC. DIRECTOR) does not match E - name taken from E; department prefix split off - 'EXECDIR DEP. EXEC. DIRECTOR'; QF_HQ_Ontology_draft0.4.xlsx calls 11.019 'EXECDIR DEPEXECDIRECTOR'
VAV0561 | VAV | Not Included | EXEC. ASSI. 11.020 | entity:HQ_11.02_EXECDIREXECASSIST | EXECDIREXECASSIST 11.020 | 11.020 EXEC. ASSI. |  | 11 | 020 | EXECDIREXECASSIST | entity:HQ_11-020_Execdirexecassist | 11.020 EXECDIREXECASSIST | D->E | H carries a room number, so column D stands; D (EXEC. ASSI.) does not match E - name taken from E
VAV0562 | VAV | Not Included | EXEC. DIRECTOR 11.021 | entity:HQ_11.021_EXECDIREXECDIRECTOR | EXECDIREXECDIRECTOR 11.021 | 11.021 EXEC. DIRECTOR |  | 11 | 021 | EXECDIR EXEC. DIRECTOR | entity:HQ_11-021_Execdir-Exec-Director | 11.021 EXECDIR EXEC DIRECTOR | D->E | H carries a room number, so column D stands; D (EXEC. DIRECTOR) does not match E - name taken from E; department prefix split off - 'EXECDIR EXEC. DIRECTOR'; QF_HQ_Ontology_draft0.4.xlsx calls 11.021 'EXECDIREXECDIRECTOR'
VAV0564 | VAV | Not Included | SHEIKHA WING WAITING ROOM 11.022 | entity:HQ_11.022_SHEIKHA_WING_WAITING_ROOM | SHEIKA WING WAITING ROOM 11.022 | 11.022 SHEIKHA WING WAITING ROOM |  | 11 | 022 | SHEIKHA WING WAITING ROOM | entity:HQ_11-022_Sheikha-Wing-Waiting-Room | 11.022 SHEIKHA WING WAITING ROOM | D | H carries a room number, so column D stands
VAV0565 | VAV | Not Included | SHEIKHA WING WAITING ROOM 11.022 | entity:HQ_11.022_SHEIKHA_WING_WAITING_ROOM |  | 11.022 SHEIKHA WING WAITING ROOM |  | 11 | 022 | SHEIKHA WING WAITING ROOM | entity:HQ_11-022_Sheikha-Wing-Waiting-Room | 11.022 SHEIKHA WING WAITING ROOM | J | H has no room number and J has both, so column J stands
VAV0567 | VAV | Not Included | SECURITY ROOM 11.023 | entity:HQ_11.023_SHEIKHA_WING_SECURITY_ROOM | SHEIKA WING SECURITY ROOM 11.023 | 11.023 SECURITY ROOM |  | 11 | 023 | SHEIKHA WING SECURITY ROOM | entity:HQ_11-023_Sheikha-Wing-Security-Room | 11.023 SHEIKHA WING SECURITY ROOM | D->E | H carries a room number, so column D stands; D (SECURITY ROOM) does not match E - name taken from E
VAV0568 | VAV | Not Included | COMMUNICATION DIR. 11.001 | entity:HQ_11.001_COMMUNICDIR_COMMUNICATION_DIRECTOR | COMMUNICATION DIRECTOR 11.001 | 11.001 COMMUNICATION DIR. |  | 11 | 001 | COMMUNICDIR COMMUNICATION DIRECTOR | entity:HQ_11-001_Communicdir-Communication-Director | 11.001 COMMUNICDIR COMMUNICATION DIRECTOR | D->E | H carries a room number, so column D stands; D (COMMUNICATION DIR.) does not match E - name taken from E
VAV0570 | VAV | Included | MED. REL. OFFICER 11.002 | entity:HQ_11.002_COMMUNICDIRMEDRELOFFICER | COMMUDIRMEDRELOFFICER 11.002 | 11.002 MED. REL. OFFICER |  | 11 | 002 | COMMUNICDIR MED. REL. OFFICER | entity:HQ_11-002_Communicdir-Med-Rel-Officer | 11.002 COMMUNICDIR MED REL OFFICER | D->E | H carries a room number, so column D stands; D (MED. REL. OFFICER) does not match E - name taken from E; department prefix split off - 'COMMUNICDIR MED. REL. OFFICER'; QF_HQ_Ontology_draft0.4.xlsx calls 11.002 'COMMUNICDIRMEDRELOFFICER'
VAV0571 | VAV | Not Included | DIR. SHARED SERVICES 11.003 | entity:HQ_11.003_SHSERVDIR_DIRSHARED_SERVICES | SHSERV DIR SHARED SERV 11.003 | 11.003 DIR. SHARED SERVICES |  | 11 | 003 | SHSERVDIR DIR. SHARED SERVICES | entity:HQ_11-003_Shservdir-Dir-Shared-Services | 11.003 SHSERVDIR DIR SHARED SERVICES | D->E | H carries a room number, so column D stands; D (DIR. SHARED SERVICES) does not match E - name taken from E; department prefix split off - 'SHSERVDIR DIR. SHARED SERVICES'; QF_HQ_Ontology_draft0.4.xlsx calls 11.003 'SHSERVDIR DIRSHARED SERVICES'
VAV0573 | VAV | Included | ADM. ASSI. 11.004 | entity:HQ_11.004_EXECDIRECTOR_ADMASSIST | EXECDIRECTOR ADMASSIST 11.004 | 11.004 ADM. ASSI. |  | 11 | 004 | EXECDIRECTOR ADMASSIST | entity:HQ_11-004_Execdirector-Admassist | 11.004 EXECDIRECTOR ADMASSIST | D->E | H carries a room number, so column D stands; D (ADM. ASSI.) does not match E - name taken from E
VAV0574 | VAV | Not Included | PROTOCOL DIR. 11.005 | entity:HQ_11.005_PROTOCOL_DIRPROTOCOL_DIRECTOR | PROTOCOL DIRPROTCL DIR 11.005 | 11.005 PROTOCOL DIR. |  | 11 | 005 | PROTOCOL DIRPROTOCOL DIRECTOR | entity:HQ_11-005_Protocol-Dirprotocol-Director | 11.005 PROTOCOL DIRPROTOCOL DIRECTOR | D->E | H carries a room number, so column D stands; D (PROTOCOL DIR.) does not match E - name taken from E
VAV0575 | VAV | Not Included | GIFT DIR. 11.006 | entity:HQ_11.006_PROTOCOL_DIRGIFTS_DIRECTOR | PROTOCOL DIRGIFTS DIR 11.006 | 11.006 GIFT DIR. |  | 11 | 006 | PROTOCOL DIRGIFTS DIRECTOR | entity:HQ_11-006_Protocol-Dirgifts-Director | 11.006 PROTOCOL DIRGIFTS DIRECTOR | D->E | H carries a room number, so column D stands; D (GIFT DIR.) does not match E - name taken from E
VAV0576 | VAV | Included | EXEC. DIR. CONSULTANT 11.008 | entity:HQ_11.008_EXECDIRCONSULTANT | EXECDIRCONSULTANT 11.008 | 11.008 EXEC. DIR. CONSULTANT |  | 11 | 008 | EXEC. DIR. CONSULTANT | entity:HQ_11-008_Exec-Dir-Consultant | 11.008 EXEC DIR CONSULTANT | D | H carries a room number, so column D stands; QF_HQ_Ontology_draft0.4.xlsx calls 11.008 'EXECDIRCONSULTANT'
VAV0577 | VAV | Included | SEC. 11.009 | entity:HQ_11.009_SECRETARY | SECRETARY 11.009 | 11.009 SEC. |  | 11 | 009 | SECRETARY | entity:HQ_11-009_Secretary | 11.009 SECRETARY | D->E | H carries a room number, so column D stands; D (SEC.) does not match E - name taken from E
VAV0578 | VAV | Not Included | DIR. OF POL. & RES. 11.010 | entity:HQ_11.01_POLICY_DIRDIROF_POL&_RES | POLICY DIROF POL & RES 11.010 | 11.010 DIR. OF POL. & RES. |  | 11 | 010 | POLICY DIR. OF POL. & RES. | entity:HQ_11-010_Policy-Dir-Of-Pol-And-Res | 11.010 POLICY DIR OF POL AND RES | D->E | H carries a room number, so column D stands; D (DIR. OF POL. & RES.) does not match E - name taken from E; spelled 'POLICY DIROF POL & RES' on the clearest source; department prefix split off - 'POLICY DIR. OF POL. & RES.'; QF_HQ_Ontology_draft0.4.xlsx calls 11.010 'POLICY DIRDIROF POL& RES'
VAV0579 | VAV | Included | SECRETARY 11.011 | entity:HQ_11.011_SECRETARY |  | 11.011 SECRETARY |  | 11 | 011 | SECRETARY | entity:HQ_11-011_Secretary | 11.011 SECRETARY | J | H has no room number and J has both, so column J stands
VAV0580 | VAV | Not Included | SHEIKHA WING BUSINESS LOUNGE 11.103 | entity:HQ_11.103_SHEIKHA_WING_BUSINESS_LOUNGE | SHEIKA WING WAITING AREA NW | SHEIKHA WING BUSINESS LOUNGE |  | 11 | 103 | SHEIKHA WING BUSINESS LOUNGE | entity:HQ_11-103_Sheikha-Wing-Business-Lounge | 11.103 SHEIKHA WING BUSINESS LOUNGE | D | no usable J, so column D stands
VAV0581 | VAV | Not Included | SHEIKHA WING BUSINESS LOUNGE 11.103 | entity:HQ_11.103_SHEIKHA_WING_BUSINESS_LOUNGE | SHEIKA WING WAITING AREA 11.103 | SHEIKHA WING BUSINESS LOUNGE |  | 11 | 103 | SHEIKHA WING BUSINESS LOUNGE | entity:HQ_11-103_Sheikha-Wing-Business-Lounge | 11.103 SHEIKHA WING BUSINESS LOUNGE | D | H carries a room number, so column D stands
VAV0582 | VAV | Not Included | SHEIKHA WING LOBBY 11.201 | entity:HQ_11.201_SHEIKHA_WING_LOBBY | SHEIKA WING LOBBY 11.201 | 11.201 SHEIKHA WING LOBBY |  | 11 | 201 | SHEIKHA WING LOBBY | entity:HQ_11-201_Sheikha-Wing-Lobby | 11.201 SHEIKHA WING LOBBY | D | H carries a room number, so column D stands
VAV0583 | VAV | Not Included | SHEIKHA WING LOBBY 11.201 | entity:HQ_11.201_SHEIKHA_WING_LOBBY |  | 11.201 SHEIKHA WING LOBBY |  | 11 | 201 | SHEIKHA WING LOBBY | entity:HQ_11-201_Sheikha-Wing-Lobby | 11.201 SHEIKHA WING LOBBY | J | H has no room number and J has both, so column J stands
VAV0584 | VAV | Not Included | SHEIKHA WING SHEIKHA ENSUIT 11.208 | entity:HQ_11.208_SHEIKHA_WING_SHEIKHA_ENSUIT | SHEIKHA WING SHEIKHA EN 11.208 | 11.208 SHEIKHA WING SHEIKHA ENSUIT | green | 11 | 208 | SHEIKHA WING SHEIKHA ENSUIT | entity:HQ_11-208_Sheikha-Wing-Sheikha-Ensuit | 11.208 SHEIKHA WING SHEIKHA ENSUIT | J | D disagrees between the two workbooks - sources/HQ_rooms_3F-Roof.xlsx says 'SHEIKHA WING SHEIKHA ENSUIT 11.208', sources/HQ_rooms_B-2F.xlsx says 'SHEIKHA WING SHEIKHA ENSUIT 11.202'; sources/HQ_rooms_3F-Roof.xlsx owns this level; E disagrees between the two workbooks - sources/HQ_rooms_3F-Roof.xlsx says 'entity:HQ_11.208_SHEIKHA_WING_SHEIKHA_ENSUIT', sources/HQ_rooms_B-2F.xlsx says 'entity:HQ_11.202_SHEIKHA_WING_SHEIKHA_ENSUIT'; sources/HQ_rooms_3F-Roof.xlsx owns this level; column H was blank in sources/HQ_rooms_3F-Roof.xlsx, taken from sources/HQ_rooms_B-2F.xlsx; green row: took the last populated name (J); 11.208 is not in QF_HQ_Ontology_draft0.4.xlsx
VAV0585 | VAV | Not Included | SHEIKHA WING SHEIKHA ENSUIT 11.208 | entity:HQ_11.208_SHEIKHA_WING_SHEIKHA_ENSUIT |  | 11.208 SHEIKHA WING SHEIKHA ENSUIT |  | 11 | 208 | SHEIKHA WING SHEIKHA ENSUIT | entity:HQ_11-208_Sheikha-Wing-Sheikha-Ensuit | 11.208 SHEIKHA WING SHEIKHA ENSUIT | J | D disagrees between the two workbooks - sources/HQ_rooms_3F-Roof.xlsx says 'SHEIKHA WING SHEIKHA ENSUIT 11.208', sources/HQ_rooms_B-2F.xlsx says 'SHEIKHA WING SHEIKHA ENSUIT 11.202'; sources/HQ_rooms_3F-Roof.xlsx owns this level; E disagrees between the two workbooks - sources/HQ_rooms_3F-Roof.xlsx says 'entity:HQ_11.208_SHEIKHA_WING_SHEIKHA_ENSUIT', sources/HQ_rooms_B-2F.xlsx says 'entity:HQ_11.202_SHEIKHA_WING_SHEIKHA_ENSUIT'; sources/HQ_rooms_3F-Roof.xlsx owns this level; H has no room number and J has both, so column J stands; 11.208 is not in QF_HQ_Ontology_draft0.4.xlsx
VAV0586 | VAV | Not Included | SHEIKHA WING SHEIKHA ENSUIT 11.208 | entity:HQ_11.208_SHEIKHA_WING_SHEIKHA_ENSUIT |  | 11.208 SHEIKHA WING SHEIKHA ENSUIT |  | 11 | 208 | SHEIKHA WING SHEIKHA ENSUIT | entity:HQ_11-208_Sheikha-Wing-Sheikha-Ensuit | 11.208 SHEIKHA WING SHEIKHA ENSUIT | J | D disagrees between the two workbooks - sources/HQ_rooms_3F-Roof.xlsx says 'SHEIKHA WING SHEIKHA ENSUIT 11.208', sources/HQ_rooms_B-2F.xlsx says 'SHEIKHA WING SHEIKHA ENSUIT 11.202'; sources/HQ_rooms_3F-Roof.xlsx owns this level; E disagrees between the two workbooks - sources/HQ_rooms_3F-Roof.xlsx says 'entity:HQ_11.208_SHEIKHA_WING_SHEIKHA_ENSUIT', sources/HQ_rooms_B-2F.xlsx says 'entity:HQ_11.202_SHEIKHA_WING_SHEIKHA_ENSUIT'; sources/HQ_rooms_3F-Roof.xlsx owns this level; H has no room number and J has both, so column J stands; 11.208 is not in QF_HQ_Ontology_draft0.4.xlsx
VAV0587 | VAV | Not Included | SHEIKHA WING SHEIKHA ENSUIT 11.208 | entity:HQ_11.208_SHEIKHA_WING_SHEIKHA_ENSUIT |  | 11.208 SHEIKHA WING SHEIKHA ENSUIT |  | 11 | 208 | SHEIKHA WING SHEIKHA ENSUIT | entity:HQ_11-208_Sheikha-Wing-Sheikha-Ensuit | 11.208 SHEIKHA WING SHEIKHA ENSUIT | J | D disagrees between the two workbooks - sources/HQ_rooms_3F-Roof.xlsx says 'SHEIKHA WING SHEIKHA ENSUIT 11.208', sources/HQ_rooms_B-2F.xlsx says 'SHEIKHA WING SHEIKHA ENSUIT 11.202'; sources/HQ_rooms_3F-Roof.xlsx owns this level; E disagrees between the two workbooks - sources/HQ_rooms_3F-Roof.xlsx says 'entity:HQ_11.208_SHEIKHA_WING_SHEIKHA_ENSUIT', sources/HQ_rooms_B-2F.xlsx says 'entity:HQ_11.202_SHEIKHA_WING_SHEIKHA_ENSUIT'; sources/HQ_rooms_3F-Roof.xlsx owns this level; H has no room number and J has both, so column J stands; 11.208 is not in QF_HQ_Ontology_draft0.4.xlsx
VAV0588 | VAV | Not Included | SHEIKHA WING RELAX AREA 11.203 | entity:HQ_11.203_SHEIKHA_WING_RELAX_AREA |  | 11.203 SHEIKHA WING RELAX AREA |  | 11 | 203 | SHEIKHA WING RELAX AREA | entity:HQ_11-203_Sheikha-Wing-Relax-Area | 11.203 SHEIKHA WING RELAX AREA | J | H has no room number and J has both, so column J stands
VAV0589 | VAV | Not Included | SHEIKHA WING RELAX AREA 11.203 | entity:HQ_11.203_SHEIKHA_WING_RELAX_AREA |  | 11.203 SHEIKHA WING RELAX AREA |  | 11 | 203 | SHEIKHA WING RELAX AREA | entity:HQ_11-203_Sheikha-Wing-Relax-Area | 11.203 SHEIKHA WING RELAX AREA | J | H has no room number and J has both, so column J stands
VAV0590 | VAV | Not Included | SHEIKHA WING MEETING ROOM 11.204 | entity:HQ_11.204_SHEIKHA_WING_MEETING_ROOM |  | 11.204 SHEIKHA WING MEETING ROOM |  | 11 | 204 | SHEIKHA WING MEETING ROOM | entity:HQ_11-204_Sheikha-Wing-Meeting-Room | 11.204 SHEIKHA WING MEETING ROOM | J | H has no room number and J has both, so column J stands
VAV0591 | VAV | Not Included | SHEIKHA WING MEETING ROOM 11.204 | entity:HQ_11.204_SHEIKHA_WING_MEETING_ROOM |  | 11.204 SHEIKHA WING MEETING ROOM |  | 11 | 204 | SHEIKHA WING MEETING ROOM | entity:HQ_11-204_Sheikha-Wing-Meeting-Room | 11.204 SHEIKHA WING MEETING ROOM | J | H has no room number and J has both, so column J stands
VAV0592 | VAV | Not Included | VISITORS CENTER 08 | entity:HQ_8.400_VISITORS_CENTER | LEVEL / VISITOR CENTER 09 | VISITORS CENTER |  | 8 | 400 | VISITORS CENTER | entity:HQ_8-400_Visitors-Center | 8.400 VISITORS CENTER | D->E | no usable J, so column D stands; D (VISITORS CENTER 08) does not match E - name taken from E; no room number in the picked column - taken from E; the screen names this room without numbering it and the register gives 'VISITORS CENTER' more than one reference, so 8.400 is kept from the same row - needs a check
VAV0593 | VAV | Not Included | VISITORS CENTER 08 | entity:HQ_8.400_VISITORS_CENTER |  | VISITORS CENTER |  | 8 | 400 | VISITORS CENTER | entity:HQ_8-400_Visitors-Center | 8.400 VISITORS CENTER | D->E | no usable J, so column D stands; D (VISITORS CENTER 08) does not match E - name taken from E; no room number in the picked column - taken from E; the screen names this room without numbering it and the register gives 'VISITORS CENTER' more than one reference, so 8.400 is kept from the same row - needs a check
VAV0594 | VAV | Not Included | VISITORS CENTER 08 | entity:HQ_8.400_VISITORS_CENTER |  | VISITORS CENTER |  | 8 | 400 | VISITORS CENTER | entity:HQ_8-400_Visitors-Center | 8.400 VISITORS CENTER | D->E | no usable J, so column D stands; D (VISITORS CENTER 08) does not match E - name taken from E; no room number in the picked column - taken from E; the screen names this room without numbering it and the register gives 'VISITORS CENTER' more than one reference, so 8.400 is kept from the same row - needs a check
VAV0595 | VAV | Included | ROOM B.109 | entity:HQ_B1.109_ROOM | FEMALE BREAK ROOM B.109 | B.116 LOBBY | green | B1 | 116 | SHEIKHA LOBBY | entity:HQ_B1-116_Sheikha-Lobby | B1.116 SHEIKHA LOBBY | J | green row: took the last populated name (J); overrides column E (ROOM); B1.116 is spelled 'LOBBY' on other rows; E names it 'SHEIKHA LOBBY', which settles it
VAV0596 | VAV | Included | OFFICE SPACE 04.015B | entity:HQ_4.015B_OFFICE_SPACE | SHELL SPACE B 04.015B | 4.015B OFFICE SPACE |  | 4 | 015B | OFFICE SPACE | entity:HQ_4-015B_Office-Space | 4.015B OFFICE SPACE | D | H carries a room number, so column D stands
VAV0597 | VAV | Included | OFFICE SPACE 04.001A | entity:HQ_4.001A_OFFICE_SPACE | SHELL SPACE A 04.001A | 4.001A OFFICE SPACE |  | 4 | 001A | OFFICE SPACE | entity:HQ_4-001A_Office-Space | 4.001A OFFICE SPACE | D | H carries a room number, so column D stands
VAV0598 | VAV | Included | OFFICE SPACE 04.001E | entity:HQ_4.001E_OFFICE_SPACE | SHELL SPACE E 04.001E | 4.001E OFFICE SPACE |  | 4 | 001E | OFFICE SPACE | entity:HQ_4-001E_Office-Space | 4.001E OFFICE SPACE | D | H carries a room number, so column D stands
VAV0599 | VAV | Included | OFFICE SPACE 04.001C | entity:HQ_4.001C_OFFICE_SPACE | SHELL SPACE C 04.001C | 4.001C OFFICE SPACE |  | 4 | 001C | OFFICE SPACE | entity:HQ_4-001C_Office-Space | 4.001C OFFICE SPACE | D | H carries a room number, so column D stands
VAV0600 | VAV | Included | OFFICE SPACE 04.001H | entity:HQ_4.001H_OFFICE_SPACE | SHELL SPACE H 04.001H | 4.001H OFFICE SPACE |  | 4 | 001H | OFFICE SPACE | entity:HQ_4-001H_Office-Space | 4.001H OFFICE SPACE | D | H carries a room number, so column D stands
VAV0601 | VAV | Included | OFFICE SPACE 10.002B | entity:HQ_10.002B_OFFICE_SPACE | SHELL SPACE D 10.002B | 10.002D OFFICE SPACE |  | 10 | 002B | OFFICE SPACE | entity:HQ_10-002B_Office-Space | 10.002B OFFICE SPACE | D | H carries a room number, so column D stands
VAV0602 | VAV | Included | EXEC. DIR. CONSULTANT 11.007 | entity:HQ_11.007_EXECDIRCONSULTANT | EXECDIRCONSULTANT 11.007 | 11.007 EXEC. DIR. CONSULTANT |  | 11 | 007 | EXEC. DIR. CONSULTANT | entity:HQ_11-007_Exec-Dir-Consultant | 11.007 EXEC DIR CONSULTANT | D | H carries a room number, so column D stands; QF_HQ_Ontology_draft0.4.xlsx calls 11.007 'EXECDIRCONSULTANT'
VAV0603 | VAV | Not Included | SHEIKHA WING CORRIDOR 11.601 | entity:HQ_11.601_SHEIKHA_WING_CORRIDOR | SHEIKA WING CORRIDOR NE | SHEIKHA WING CORRIDOR 11.601 |  | 11 | 601 | SHEIKA WING CORRIDOR NE | entity:HQ_11-601_Sheika-Wing-Corridor-Ne | 11.601 SHEIKA WING CORRIDOR NE | J | H has no room number and J has both, so column J stands; spelled 'SHEIKA WING CORRIDOR NE' on the clearest source; QF_HQ_Ontology_draft0.4.xlsx calls 11.601 'SHEIKHA WING CORRIDOR'
VAV0604 | VAV | Not Included | SHEIKHA WING CORRIDOR 11.601 | entity:HQ_11.601_SHEIKHA_WING_CORRIDOR | CORRIDOR SW | SOUTH WEST CORRIDOR |  | 11 | 601 | SHEIKA WING CORRIDOR NE | entity:HQ_11-601_Sheika-Wing-Corridor-Ne | 11.601 SHEIKA WING CORRIDOR NE | D | no usable J, so column D stands; QF_HQ_Ontology_draft0.4.xlsx calls 11.601 'SHEIKHA WING CORRIDOR'
VAV0605 | VAV | Not Included | HH WING BUSINESS LOUNGE 11.102 | entity:HQ_11.102_HH_WING_BUSINESS_LOUNGE |  | HH WING BUSINESS LOUNGE |  | 11 | 102 | HH WING BUSINESS LOUNGE | entity:HQ_11-102_Hh-Wing-Business-Lounge | 11.102 HH WING BUSINESS LOUNGE | D | no usable J, so column D stands
VAV0606 | VAV | Not Included | HH WING BUSINESS LOUNGE 11.102 | entity:HQ_11.102_HH_WING_BUSINESS_LOUNGE |  | HH WING BUSINESS LOUNGE |  | 11 | 102 | HH WING BUSINESS LOUNGE | entity:HQ_11-102_Hh-Wing-Business-Lounge | 11.102 HH WING BUSINESS LOUNGE | D | no usable J, so column D stands
VAV0607 | VAV | Included | PR & MARKET STAFF G.013 | entity:HQ_G.013_PR_&_MARKET_STAFF |  | G.013 PR & MARKET STAFF |  | G | 013 | PR & MARKET STAFF | entity:HQ_G-013_Pr-And-Market-Staff | G.013 PR AND MARKET STAFF | J | H has no room number and J has both, so column J stands
VAV0608 | VAV | Not Included | TOILET G.405 | entity:HQ_G.405_TOILET |  |  |  | G | 405 | TOILET | entity:HQ_G-405_Toilet | G.405 TOILET | D | no usable J, so column D stands
CCU_B0001 | brick:CRAC |  | B1.005 MDF 1 ROOM | entity:HQ_B1_005_MDF_1_ROOM |  |  |  | B1 | 005 | MDF 1 ROOM | entity:HQ_B1-005_MDF-1-Room | B1.005 MDF 1 ROOM | D | no usable J, so column D stands
CCU_B0002 | brick:CRAC |  | B1.005 MDF 1 ROOM | entity:HQ_B1_005_MDF_1_ROOM |  |  |  | B1 | 005 | MDF 1 ROOM | entity:HQ_B1-005_MDF-1-Room | B1.005 MDF 1 ROOM | D | no usable J, so column D stands
CCU-B-0003A | brick:CRAC |  | B1.106 VVIP PARKING 6 CAR SPOTS | entity:HQ_B1_106_VVIP_PARKING_6_CAR_SPOTS |  | Chauffer Room B.117 | green | B1 | 117 | Chauffer Room | entity:HQ_B1-117_Chauffer-Room | B1.117 CHAUFFER ROOM | J | green row: took the last populated name (J); overrides column E (VVIP PARKING 6 CAR SPOTS); QF_HQ_Ontology_draft0.4.xlsx calls B1.117 'CHAUFFEUR ROOM'
CCU_B0003B | brick:CRAC |  | B1.106 VVIP PARKING 6 CAR SPOTS | entity:HQ_B1_106_VVIP_PARKING_6_CAR_SPOTS |  | Chauffer Room B.117 |  | B1 | 106 | VVIP PARKING 6 CAR SPOTS | entity:HQ_B1-106_Vvip-Parking-6-Car-Spots | B1.106 VVIP PARKING 6 CAR SPOTS | D | H has no room number and J has both, so column J stands; column D matches E (VVIP PARKING 6 CAR SPOTS) and J does not - D wins
CCU_B0004A | brick:CRAC |  | B1.106 VVIP PARKING 6 CAR SPOTS | entity:HQ_B1_106_VVIP_PARKING_6_CAR_SPOTS |  | Chauffer Room B.117 |  | B1 | 106 | VVIP PARKING 6 CAR SPOTS | entity:HQ_B1-106_Vvip-Parking-6-Car-Spots | B1.106 VVIP PARKING 6 CAR SPOTS | D | H has no room number and J has both, so column J stands; column D matches E (VVIP PARKING 6 CAR SPOTS) and J does not - D wins
CCU_B0004B | brick:CRAC |  | B1.106 VVIP PARKING 6 CAR SPOTS | entity:HQ_B1_106_VVIP_PARKING_6_CAR_SPOTS |  | Chauffer Room B.117 |  | B1 | 106 | VVIP PARKING 6 CAR SPOTS | entity:HQ_B1-106_Vvip-Parking-6-Car-Spots | B1.106 VVIP PARKING 6 CAR SPOTS | D | H has no room number and J has both, so column J stands; column D matches E (VVIP PARKING 6 CAR SPOTS) and J does not - D wins
CCU-B-0005 | brick:CRAC |  |  | entity:<Location> |  | VIP Parking B.115 | green | B1 | 115 | VVIP PARKING 4 CAR SPOTS | entity:HQ_B1-115_Vvip-Parking-4-Car-Spots | B1.115 VVIP PARKING 4 CAR SPOTS | J | green row: took the last populated name (J); B1.115 is spelled 'VIP Parking' on other rows; E names it 'VVIP PARKING 4 CAR SPOTS', which settles it
CCU-B-0006 | brick:CRAC |  | B1.115 VVIP PARKING 4 CAR SPOTS | entity:HQ_B1_115_VVIP_PARKING_4_CAR_SPOTS |  | VIP Parking B.115 |  | B1 | 115 | VVIP PARKING 4 CAR SPOTS | entity:HQ_B1-115_Vvip-Parking-4-Car-Spots | B1.115 VVIP PARKING 4 CAR SPOTS | D | H has no room number and J has both, so column J stands; column D matches E (VVIP PARKING 4 CAR SPOTS) and J does not - D wins
CCU-B-0007 | brick:CRAC |  | B1.115 VVIP PARKING 4 CAR SPOTS | entity:HQ_B1_115_VVIP_PARKING_4_CAR_SPOTS |  | VIP Parking B.115 |  | B1 | 115 | VVIP PARKING 4 CAR SPOTS | entity:HQ_B1-115_Vvip-Parking-4-Car-Spots | B1.115 VVIP PARKING 4 CAR SPOTS | D | H has no room number and J has both, so column J stands; column D matches E (VVIP PARKING 4 CAR SPOTS) and J does not - D wins
CCU-B-0008 | brick:CRAC |  | B1.115 VVIP PARKING 4 CAR SPOTS | entity:HQ_B1_115_VVIP_PARKING_4_CAR_SPOTS |  | VIP Parking B.115 |  | B1 | 115 | VVIP PARKING 4 CAR SPOTS | entity:HQ_B1-115_Vvip-Parking-4-Car-Spots | B1.115 VVIP PARKING 4 CAR SPOTS | D | H has no room number and J has both, so column J stands; column D matches E (VVIP PARKING 4 CAR SPOTS) and J does not - D wins
CCU_B0009 | brick:CRAC |  | B1.115 VVIP PARKING 4 CAR SPOTS | entity:HQ_B1_115_VVIP_PARKING_4_CAR_SPOTS |  | CBS ROOM B.023 |  | B1 | 115 | VVIP PARKING 4 CAR SPOTS | entity:HQ_B1-115_Vvip-Parking-4-Car-Spots | B1.115 VVIP PARKING 4 CAR SPOTS | D | H has no room number and J has both, so column J stands; column D matches E (VVIP PARKING 4 CAR SPOTS) and J does not - D wins
CHW_CHWP01 | brick:Chilled_Water_Booster_Pump |  |  | entity:<Location> |  |  | green | [6 empty] | the ontology points at the placeholder entity:<Location> rather than a room, and no screen reading names one - needs a client check
CHW_CHWP02 | brick:Chilled_Water_Booster_Pump |  |  | entity:<Location> |  |  | green | [6 empty] | the ontology points at the placeholder entity:<Location> rather than a room, and no screen reading names one - needs a client check
CHW_CHWP03 | brick:Chilled_Water_Booster_Pump |  |  | entity:<Location> |  |  | green | [6 empty] | the ontology points at the placeholder entity:<Location> rather than a room, and no screen reading names one - needs a client check
CHW_CHWP04 | brick:Chilled_Water_Booster_Pump |  |  | entity:<Location> |  |  | green | [6 empty] | the ontology points at the placeholder entity:<Location> rather than a room, and no screen reading names one - needs a client check
HEX | brick:Heat_Exchanger |  |  | None |  |  | green | [6 empty] | the ontology gives this equipment no room and no screen reading names one - needs a client check
HEX01 | brick:Heat_Exchanger |  |  | entity:<Location> |  |  | green | [6 empty] | the ontology points at the placeholder entity:<Location> rather than a room, and no screen reading names one - needs a client check
HEX02 | brick:Heat_Exchanger |  |  | entity:<Location> |  |  | green | [6 empty] | the ontology points at the placeholder entity:<Location> rather than a room, and no screen reading names one - needs a client check
HEX03 | brick:Heat_Exchanger |  |  | entity:<Location> |  |  | green | [6 empty] | the ontology points at the placeholder entity:<Location> rather than a room, and no screen reading names one - needs a client check
HEX04 | brick:Heat_Exchanger |  |  | entity:<Location> |  |  | green | [6 empty] | the ontology points at the placeholder entity:<Location> rather than a room, and no screen reading names one - needs a client check
HEX05 | brick:Heat_Exchanger |  |  | entity:<Location> |  |  | green | [6 empty] | the ontology points at the placeholder entity:<Location> rather than a room, and no screen reading names one - needs a client check
CEF_CPZ1_B01 | para:Car-Parking_Exhaust-Fan |  |  | entity:<Location> |  |  | green | [6 empty] | the ontology points at the placeholder entity:<Location> rather than a room, and no screen reading names one - needs a client check
CEF_CPZ1_B02 | para:Car-Parking_Exhaust-Fan |  |  | entity:<Location> |  |  | green | [6 empty] | the ontology points at the placeholder entity:<Location> rather than a room, and no screen reading names one - needs a client check
CEF_CPZ1_B03 | para:Car-Parking_Exhaust-Fan |  |  | entity:<Location> |  |  | green | [6 empty] | the ontology points at the placeholder entity:<Location> rather than a room, and no screen reading names one - needs a client check
CEF_CPZ1_B04 | para:Car-Parking_Exhaust-Fan |  |  | entity:<Location> |  |  | green | [6 empty] | the ontology points at the placeholder entity:<Location> rather than a room, and no screen reading names one - needs a client check
CEF_CPZ1_B05 | para:Car-Parking_Exhaust-Fan |  |  | entity:<Location> |  |  | green | [6 empty] | the ontology points at the placeholder entity:<Location> rather than a room, and no screen reading names one - needs a client check
CEF_CPZ2_B06 | para:Car-Parking_Exhaust-Fan |  |  | entity:<Location> |  |  | green | [6 empty] | the ontology points at the placeholder entity:<Location> rather than a room, and no screen reading names one - needs a client check
CEF_CPZ2_B07 | para:Car-Parking_Exhaust-Fan |  |  | entity:<Location> |  |  | green | [6 empty] | the ontology points at the placeholder entity:<Location> rather than a room, and no screen reading names one - needs a client check
CEF_CPZ2_B08 | para:Car-Parking_Exhaust-Fan |  |  | entity:<Location> |  |  | green | [6 empty] | the ontology points at the placeholder entity:<Location> rather than a room, and no screen reading names one - needs a client check
CEF_CPZ2_B09 | para:Car-Parking_Exhaust-Fan |  |  | entity:<Location> |  |  | green | [6 empty] | the ontology points at the placeholder entity:<Location> rather than a room, and no screen reading names one - needs a client check
CEF_CPZ2_B10 | para:Car-Parking_Exhaust-Fan |  |  | entity:<Location> |  |  | green | [6 empty] | the ontology points at the placeholder entity:<Location> rather than a room, and no screen reading names one - needs a client check
CEF_CPZ3_B13 | para:Car-Parking_Exhaust-Fan |  |  | entity:<Location> |  |  | green | [6 empty] | the ontology points at the placeholder entity:<Location> rather than a room, and no screen reading names one - needs a client check
CEF_CPZ3_B14 | para:Car-Parking_Exhaust-Fan |  |  | entity:<Location> |  |  | green | [6 empty] | the ontology points at the placeholder entity:<Location> rather than a room, and no screen reading names one - needs a client check
CEF_CPZ3_B15 | para:Car-Parking_Exhaust-Fan |  |  | entity:<Location> |  |  | green | [6 empty] | the ontology points at the placeholder entity:<Location> rather than a room, and no screen reading names one - needs a client check
CEF_CPZ3_B19 | para:Car-Parking_Exhaust-Fan |  |  | entity:<Location> |  |  | green | [6 empty] | the ontology points at the placeholder entity:<Location> rather than a room, and no screen reading names one - needs a client check
CEF_CPZ4_B20 | para:Car-Parking_Exhaust-Fan |  |  | entity:<Location> |  |  | green | [6 empty] | the ontology points at the placeholder entity:<Location> rather than a room, and no screen reading names one - needs a client check
CEF_CPZ4_B22 | para:Car-Parking_Exhaust-Fan |  |  | entity:<Location> |  |  | green | [6 empty] | the ontology points at the placeholder entity:<Location> rather than a room, and no screen reading names one - needs a client check
CEF_CPZ4_B23 | para:Car-Parking_Exhaust-Fan |  |  | entity:<Location> |  |  | green | [6 empty] | the ontology points at the placeholder entity:<Location> rather than a room, and no screen reading names one - needs a client check
CEF_CPZ4_B24 | para:Car-Parking_Exhaust-Fan |  |  | entity:<Location> |  |  | green | [6 empty] | the ontology points at the placeholder entity:<Location> rather than a room, and no screen reading names one - needs a client check
CEF_CPZ5_B21 | para:Car-Parking_Exhaust-Fan |  |  | entity:<Location> |  |  | green | [6 empty] | the ontology points at the placeholder entity:<Location> rather than a room, and no screen reading names one - needs a client check
CEF_CPZ5_B25 | para:Car-Parking_Exhaust-Fan |  |  | entity:<Location> |  |  | green | [6 empty] | the ontology points at the placeholder entity:<Location> rather than a room, and no screen reading names one - needs a client check
CEF_CPZ5_B26 | para:Car-Parking_Exhaust-Fan |  |  | entity:<Location> |  |  | green | [6 empty] | the ontology points at the placeholder entity:<Location> rather than a room, and no screen reading names one - needs a client check
CEF_CPZ5_B27 | para:Car-Parking_Exhaust-Fan |  |  | entity:<Location> |  |  | green | [6 empty] | the ontology points at the placeholder entity:<Location> rather than a room, and no screen reading names one - needs a client check
CEF_CPZ7_B16 | para:Car-Parking_Exhaust-Fan |  |  | entity:<Location> |  |  | green | [6 empty] | the ontology points at the placeholder entity:<Location> rather than a room, and no screen reading names one - needs a client check
CEF_CPZ7_B17 | para:Car-Parking_Exhaust-Fan |  |  | entity:<Location> |  |  | green | [6 empty] | the ontology points at the placeholder entity:<Location> rather than a room, and no screen reading names one - needs a client check
CEF_CPZ7_B18 | para:Car-Parking_Exhaust-Fan |  |  | entity:<Location> |  |  | green | [6 empty] | the ontology points at the placeholder entity:<Location> rather than a room, and no screen reading names one - needs a client check
CEF_CPZ8_B11 | para:Car-Parking_Exhaust-Fan |  |  | entity:<Location> |  |  | green | [6 empty] | the ontology points at the placeholder entity:<Location> rather than a room, and no screen reading names one - needs a client check
CEF_CPZ8_B12 | para:Car-Parking_Exhaust-Fan |  |  | entity:<Location> |  |  | green | [6 empty] | the ontology points at the placeholder entity:<Location> rather than a room, and no screen reading names one - needs a client check
DX-B-0001 | para:DXUnit |  | B1.011 HV INTAKE | entity:HQ_B1_011_HV_INTAKE |  | HV Room B.011 |  | B1 | 011 | HV INTAKE | entity:HQ_B1-011_HV-Intake | B1.011 HV INTAKE | D | H has no room number and J has both, so column J stands; column D matches E (HV INTAKE) and J does not - D wins
DX_B0002 | para:DXUnit |  | B1.011 HV INTAKE | entity:HQ_B1_011_HV_INTAKE |  |  |  | B1 | 011 | HV INTAKE | entity:HQ_B1-011_HV-Intake | B1.011 HV INTAKE | D | no usable J, so column D stands
DX-B-0003 | para:DXUnit |  | B1.010 TRANSFORMER SUBSTATION | entity:HQ_B1_010_TRANSFORMER_SUBSTATION |  | B.012 GENERATOR | green | B1 | 012 | GENERATOR | entity:HQ_B1-012_Generator | B1.012 GENERATOR | J | green row: took the last populated name (J); overrides column E (TRANSFORMER SUBSTATION)
DX_B0004 | para:DXUnit |  | B1.010 TRANSFORMER SUBSTATION | entity:HQ_B1_010_TRANSFORMER_SUBSTATION |  |  |  | B1 | 010 | TRANSFORMER SUBSTATION | entity:HQ_B1-010_Transformer-Substation | B1.010 TRANSFORMER SUBSTATION | D | no usable J, so column D stands
DX_B0005 | para:DXUnit |  | B1.010 TRANSFORMER SUBSTATION | entity:HQ_B1_010_TRANSFORMER_SUBSTATION |  |  |  | B1 | 010 | TRANSFORMER SUBSTATION | entity:HQ_B1-010_Transformer-Substation | B1.010 TRANSFORMER SUBSTATION | D | no usable J, so column D stands
DX_B0006 | para:DXUnit |  | B1.026 UPS ROOM | entity:HQ_B1_026_UPS_ROOM |  |  |  | B1 | 026 | UPS ROOM | entity:HQ_B1-026_UPS-Room | B1.026 UPS ROOM | D | no usable J, so column D stands
DX_B0007 | para:DXUnit |  | B1.026 UPS ROOM | entity:HQ_B1_026_UPS_ROOM |  |  |  | B1 | 026 | UPS ROOM | entity:HQ_B1-026_UPS-Room | B1.026 UPS ROOM | D | no usable J, so column D stands
DX_B0008 | para:DXUnit |  | B1.026 UPS ROOM | entity:HQ_B1_026_UPS_ROOM |  |  |  | B1 | 026 | UPS ROOM | entity:HQ_B1-026_UPS-Room | B1.026 UPS ROOM | D | no usable J, so column D stands
DX_B0009 | para:DXUnit |  | B1.023 CBS ROOM | entity:HQ_B1_023_CBS_ROOM |  |  |  | B1 | 023 | CBS ROOM | entity:HQ_B1-023_Cbs-Room | B1.023 CBS ROOM | D | no usable J, so column D stands
DX_B0010 | para:DXUnit |  | B1.023 CBS ROOM | entity:HQ_B1_023_CBS_ROOM |  |  |  | B1 | 023 | CBS ROOM | entity:HQ_B1-023_Cbs-Room | B1.023 CBS ROOM | D | no usable J, so column D stands
DX-B-0011 | para:DXUnit |  | B1.009 MV SWITCH ROOM | entity:HQ_B1_009_MV_SWITCH_ROOM |  | UPS Room B.026 | green | B1 | 026 | UPS Room | entity:HQ_B1-026_UPS-Room | B1.026 UPS ROOM | J | green row: took the last populated name (J); overrides column E (MV SWITCH ROOM)
DX_B0012 | para:DXUnit |  | B1.009 MV SWITCH ROOM | entity:HQ_B1_009_MV_SWITCH_ROOM |  |  |  | B1 | 009 | MV SWITCH ROOM | entity:HQ_B1-009_MV-Switch-Room | B1.009 MV SWITCH ROOM | D | no usable J, so column D stands
DX_B0013 | para:DXUnit |  | B1.002 SECURITY UPS ROOM | entity:HQ_B1_002_SECURITY_UPS_ROOM |  |  |  | B1 | 002 | SECURITY UPS ROOM | entity:HQ_B1-002_Security-UPS-Room | B1.002 SECURITY UPS ROOM | D | no usable J, so column D stands
DX_B0014 | para:DXUnit |  | B1.002 SECURITY UPS ROOM | entity:HQ_B1_002_SECURITY_UPS_ROOM |  |  |  | B1 | 002 | SECURITY UPS ROOM | entity:HQ_B1-002_Security-UPS-Room | B1.002 SECURITY UPS ROOM | D | no usable J, so column D stands
DX_B0015 | para:DXUnit |  | B1.002 SECURITY UPS ROOM | entity:HQ_B1_002_SECURITY_UPS_ROOM |  |  |  | B1 | 002 | SECURITY UPS ROOM | entity:HQ_B1-002_Security-UPS-Room | B1.002 SECURITY UPS ROOM | D | no usable J, so column D stands
DX-B-0016 | para:DXUnit |  | B1.018 PA ROOM | entity:HQ_B1_018_PA_ROOM |  | AHU - 3 B.022 | green | B1 | 022 | AHU - 3 | entity:HQ_B1-022_AHU-3 | B1.022 AHU 3 | J | green row: took the last populated name (J); overrides column E (PA ROOM)
DX_CP | para:DXUnit |  |  | None |  |  | green | [6 empty] | the ontology gives this equipment no room and no screen reading names one - needs a client check
DX_G0001 | para:DXUnit |  | G.008 CONTROL ROOM | entity:HQ_G_008_CONTROL_ROOM |  |  |  | G | 008 | CONTROL ROOM | entity:HQ_G-008_Control-Room | G.008 CONTROL ROOM | D | no usable J, so column D stands
DX_G0002 | para:DXUnit |  | G.005 EMERGENCY CONTROL CENTER | entity:HQ_G_005_EMERGENCY_CONTROL_CENTER |  |  |  | G | 005 | EMERGENCY CONTROL CENTER | entity:HQ_G-005_Emergency-Control-Center | G.005 EMERGENCY CONTROL CENTER | D | no usable J, so column D stands
DX_G0003 | para:DXUnit |  | G.103 BMS | entity:HQ_G_103_BMS |  |  |  | G | 103 | BMS | entity:HQ_G-103_BMS | G.103 BMS | D | no usable J, so column D stands
DX_ODSB0101 | para:DXUnit |  |  | None |  |  | green | [6 empty] | the ontology gives this equipment no room and no screen reading names one - needs a client check
DX_ODSB0102 | para:DXUnit |  |  | None |  |  | green | [6 empty] | the ontology gives this equipment no room and no screen reading names one - needs a client check
DX_ODSB0201 | para:DXUnit |  |  | None |  |  | green | [6 empty] | the ontology gives this equipment no room and no screen reading names one - needs a client check
DX_ODSB0202 | para:DXUnit |  |  | None |  |  | green | [6 empty] | the ontology gives this equipment no room and no screen reading names one - needs a client check
GEF12_0005 | para:General_Exhaust-Fan |  |  | entity:<Location> |  |  | green | [6 empty] | the ontology points at the placeholder entity:<Location> rather than a room, and no screen reading names one - needs a client check
GEF12_0006 | para:General_Exhaust-Fan |  |  | entity:<Location> |  |  | green | [6 empty] | the ontology points at the placeholder entity:<Location> rather than a room, and no screen reading names one - needs a client check
GEF12_0008 | para:General_Exhaust-Fan |  |  | entity:<Location> |  |  | green | [6 empty] | the ontology points at the placeholder entity:<Location> rather than a room, and no screen reading names one - needs a client check
GEF12_0009 | para:General_Exhaust-Fan |  |  | entity:<Location> |  |  | green | [6 empty] | the ontology points at the placeholder entity:<Location> rather than a room, and no screen reading names one - needs a client check
GEFB_0007 | para:General_Exhaust-Fan |  |  | entity:<Location> |  | B.016 AHU-2 | green | B1 | 016 | AHU-2 | entity:HQ_B1-016_AHU-2 | B1.016 AHU 2 | J | green row: took the last populated name (J)
GEFB_0010 | para:General_Exhaust-Fan |  |  | entity:<Location> |  | B.105 SUPPORT SPACE LOADING | green | B1 | 105 | SUPPORT SPACE LOADING | entity:HQ_B1-105_Support-Space-Loading | B1.105 SUPPORT SPACE LOADING | J | green row: took the last populated name (J); B1.105 is not in QF_HQ_Ontology_draft0.4.xlsx
GEFB_0011 | para:General_Exhaust-Fan |  |  | entity:<Location> |  | B.016 AHU-2 | green | B1 | 016 | AHU-2 | entity:HQ_B1-016_AHU-2 | B1.016 AHU 2 | J | green row: took the last populated name (J)
GEFB_0012 | para:General_Exhaust-Fan |  |  | entity:<Location> |  |  | green | [6 empty] | the ontology points at the placeholder entity:<Location> rather than a room, and no screen reading names one - needs a client check
GEFB_0013 | para:General_Exhaust-Fan |  |  | entity:<Location> |  |  | green | [6 empty] | the ontology points at the placeholder entity:<Location> rather than a room, and no screen reading names one - needs a client check
GEF_BF_CP0001 | para:General_Exhaust-Fan |  |  | entity:<Location> |  |  | green | [6 empty] | the ontology points at the placeholder entity:<Location> rather than a room, and no screen reading names one - needs a client check
GEF_BF_CP0002 | para:General_Exhaust-Fan |  |  | entity:<Location> |  |  | green | [6 empty] | the ontology points at the placeholder entity:<Location> rather than a room, and no screen reading names one - needs a client check
TEF12_0001 | para:T_Exhaust-Fan |  |  | entity:<Location> |  |  | green | [6 empty] | the ontology points at the placeholder entity:<Location> rather than a room, and no screen reading names one - needs a client check
TEF12_0002 | para:T_Exhaust-Fan |  |  | entity:<Location> |  |  | green | [6 empty] | the ontology points at the placeholder entity:<Location> rather than a room, and no screen reading names one - needs a client check
TEF12_0003 | para:T_Exhaust-Fan |  |  | entity:<Location> |  |  | green | [6 empty] | the ontology points at the placeholder entity:<Location> rather than a room, and no screen reading names one - needs a client check
TEF12_0004 | para:T_Exhaust-Fan |  |  | entity:<Location> |  |  | green | [6 empty] | the ontology points at the placeholder entity:<Location> rather than a room, and no screen reading names one - needs a client check
ELEC_Gen2 | para:Generator | [5 empty] | green | [6 empty] | the ontology gives this equipment no room and no screen reading names one - needs a client check
ELEC_Gen3 | para:Generator | [5 empty] | green | [6 empty] | the ontology gives this equipment no room and no screen reading names one - needs a client check
JF-B-0001 | Jet fan (BMS screen only) | [5 empty] | green | [6 empty] | the ontology gives this equipment no room and no screen reading names one - needs a client check
JF-B-0002 | Jet fan (BMS screen only) | [5 empty] | green | [6 empty] | the ontology gives this equipment no room and no screen reading names one - needs a client check
JF-B-0003 | Jet fan (BMS screen only) | [5 empty] | green | [6 empty] | the ontology gives this equipment no room and no screen reading names one - needs a client check
JF-B-0004 | Jet fan (BMS screen only) | [5 empty] | green | [6 empty] | the ontology gives this equipment no room and no screen reading names one - needs a client check
JF-B-0005 | Jet fan (BMS screen only) | [5 empty] | green | [6 empty] | the ontology gives this equipment no room and no screen reading names one - needs a client check
JF-B-0006 | Jet fan (BMS screen only) | [5 empty] | green | [6 empty] | the ontology gives this equipment no room and no screen reading names one - needs a client check
JF-B-0007 | Jet fan (BMS screen only) | [5 empty] | green | [6 empty] | the ontology gives this equipment no room and no screen reading names one - needs a client check
JF-B-0008 | Jet fan (BMS screen only) | [5 empty] | green | [6 empty] | the ontology gives this equipment no room and no screen reading names one - needs a client check
JF-B-0009 | Jet fan (BMS screen only) | [5 empty] | green | [6 empty] | the ontology gives this equipment no room and no screen reading names one - needs a client check
JF-B-0010 | Jet fan (BMS screen only) | [5 empty] | green | [6 empty] | the ontology gives this equipment no room and no screen reading names one - needs a client check
IF-B-0001 | Induction fan (BMS screen only) | [5 empty] | green | [6 empty] | the ontology gives this equipment no room and no screen reading names one - needs a client check
IF-B-0002 | Induction fan (BMS screen only) | [5 empty] | green | [6 empty] | the ontology gives this equipment no room and no screen reading names one - needs a client check
IF-B-0003 | Induction fan (BMS screen only) | [5 empty] | green | [6 empty] | the ontology gives this equipment no room and no screen reading names one - needs a client check
IF-B-0004 | Induction fan (BMS screen only) | [5 empty] | green | [6 empty] | the ontology gives this equipment no room and no screen reading names one - needs a client check
IF-B-0005 | Induction fan (BMS screen only) | [5 empty] | green | [6 empty] | the ontology gives this equipment no room and no screen reading names one - needs a client check
IF-B-0006 | Induction fan (BMS screen only) | [5 empty] | green | [6 empty] | the ontology gives this equipment no room and no screen reading names one - needs a client check
IF-B-0007 | Induction fan (BMS screen only) | [5 empty] | green | [6 empty] | the ontology gives this equipment no room and no screen reading names one - needs a client check
IF-B-0008 | Induction fan (BMS screen only) | [5 empty] | green | [6 empty] | the ontology gives this equipment no room and no screen reading names one - needs a client check

## QNL
Tag No. | Equipment Type | Included/Not Included | D - room per drawings | E - existing ontology name | H - room per VAV/FCU list | J - room per BMS screen | Green | Level | Room ref | Room name | Subject (Dar Cairo shape) | rdfs:label_en | Chosen from | Notes
AHUB001 | AHU | Not Included | Basement Level Zone 4 Plant Room 4 B.220 | entity:QNL_B_220_PLANT_ROOM_04 |  |  |  | B | 220 | PLANT ROOM 04 | entity:QNL_B-220_Plant-Room-04 | B.220 PLANT ROOM 04 | D->E | no usable J, so column D stands; D (Basement Level Zone 4 Plant Room 4) does not match E - name taken from E
AHUB002 | AHU | Not Included | Basement Level Zone 1 Plant Room 1 B.063 | entity:QNL_B_063_PLANT_ROOM_01 |  |  |  | B | 063 | PLANT ROOM 01 | entity:QNL_B-063_Plant-Room-01 | B.063 PLANT ROOM 01 | D->E | no usable J, so column D stands; D (Basement Level Zone 1 Plant Room 1) does not match E - name taken from E
AHUB003 | AHU | Not Included | Basement Level Zone 1 Plant Room 2 B.070 | entity:QNL_B_070_PLANT_ROOM_02 |  |  |  | B | 070 | PLANT ROOM 02 | entity:QNL_B-070_Plant-Room-02 | B.070 PLANT ROOM 02 | D->E | no usable J, so column D stands; D (Basement Level Zone 1 Plant Room 2) does not match E - name taken from E
AHUB004 | AHU | Not Included | Basement Level Zone 2 Plant Room 3 B.110 | entity:QNL_B_110_PLANT_ROOM_03 |  |  |  | B | 110 | PLANT ROOM 03 | entity:QNL_B-110_Plant-Room-03 | B.110 PLANT ROOM 03 | D->E | no usable J, so column D stands; D (Basement Level Zone 2 Plant Room 3) does not match E - name taken from E
AHUB005 | AHU | Not Included | Basement Level Zone 4 Plant Room 4 B.220 | entity:QNL_B_220_PLANT_ROOM_04 |  |  |  | B | 220 | PLANT ROOM 04 | entity:QNL_B-220_Plant-Room-04 | B.220 PLANT ROOM 04 | D->E | no usable J, so column D stands; D (Basement Level Zone 4 Plant Room 4) does not match E - name taken from E
AHUB006 | AHU | Not Included | Basement Level Zone 4 Plant Room 4 B.220 | entity:QNL_B_220_PLANT_ROOM_04 |  |  |  | B | 220 | PLANT ROOM 04 | entity:QNL_B-220_Plant-Room-04 | B.220 PLANT ROOM 04 | D->E | no usable J, so column D stands; D (Basement Level Zone 4 Plant Room 4) does not match E - name taken from E
AHUB007 | AHU | Not Included | Basement Level Zone 4 Plant Room 4 B.220 | entity:QNL_B_220_PLANT_ROOM_04 |  |  |  | B | 220 | PLANT ROOM 04 | entity:QNL_B-220_Plant-Room-04 | B.220 PLANT ROOM 04 | D->E | no usable J, so column D stands; D (Basement Level Zone 4 Plant Room 4) does not match E - name taken from E
AHUB008 | AHU | Not Included | Basement Level Zone 4 Plant Room 4 B.220 | entity:QNL_B_220_PLANT_ROOM_04 |  |  |  | B | 220 | PLANT ROOM 04 | entity:QNL_B-220_Plant-Room-04 | B.220 PLANT ROOM 04 | D->E | no usable J, so column D stands; D (Basement Level Zone 4 Plant Room 4) does not match E - name taken from E
AHUB009 | AHU | Not Included | Basement Level Zone 2 Plant Room 3 B.110 | entity:QNL_B_110_PLANT_ROOM_03 |  |  |  | B | 110 | PLANT ROOM 03 | entity:QNL_B-110_Plant-Room-03 | B.110 PLANT ROOM 03 | D->E | no usable J, so column D stands; D (Basement Level Zone 2 Plant Room 3) does not match E - name taken from E
AHUB010 | AHU | Not Included | Basement Level Zone 1 Plant Room 2 B.070 | entity:QNL_B_070_PLANT_ROOM_02 |  |  |  | B | 070 | PLANT ROOM 02 | entity:QNL_B-070_Plant-Room-02 | B.070 PLANT ROOM 02 | D->E | no usable J, so column D stands; D (Basement Level Zone 1 Plant Room 2) does not match E - name taken from E
AHUB011 | AHU | Not Included | Basement Level Zone 1 Plant Room 1 B.063 | entity:QNL_B_063_PLANT_ROOM_01 |  |  |  | B | 063 | PLANT ROOM 01 | entity:QNL_B-063_Plant-Room-01 | B.063 PLANT ROOM 01 | D->E | no usable J, so column D stands; D (Basement Level Zone 1 Plant Room 1) does not match E - name taken from E
AHUB012 | AHU | Not Included | Basement Level Zone 1 Plant Room 1 B.063 | entity:QNL_B_063_PLANT_ROOM_01 |  |  |  | B | 063 | PLANT ROOM 01 | entity:QNL_B-063_Plant-Room-01 | B.063 PLANT ROOM 01 | D->E | no usable J, so column D stands; D (Basement Level Zone 1 Plant Room 1) does not match E - name taken from E
AHUB013 | AHU | Not Included | Basement Level Zone 1 Plant Room 2 B.070 | entity:QNL_B_070_PLANT_ROOM_02 |  |  |  | B | 070 | PLANT ROOM 02 | entity:QNL_B-070_Plant-Room-02 | B.070 PLANT ROOM 02 | D->E | no usable J, so column D stands; D (Basement Level Zone 1 Plant Room 2) does not match E - name taken from E
AHUB014 | AHU | Not Included | Basement Level Zone 2 Plant Room 3 B.110 | entity:QNL_B_110_PLANT_ROOM_03 |  |  |  | B | 110 | PLANT ROOM 03 | entity:QNL_B-110_Plant-Room-03 | B.110 PLANT ROOM 03 | D->E | no usable J, so column D stands; D (Basement Level Zone 2 Plant Room 3) does not match E - name taken from E
AHUB015 | AHU | Not Included | Basement Level Zone 2 Plant Room 3 B.110 | entity:QNL_B_110_PLANT_ROOM_03 |  |  |  | B | 110 | PLANT ROOM 03 | entity:QNL_B-110_Plant-Room-03 | B.110 PLANT ROOM 03 | D->E | no usable J, so column D stands; D (Basement Level Zone 2 Plant Room 3) does not match E - name taken from E
FCU_1F_001 | FCU | Not Included | IDF ROOM T1.323 | entity:QNL_T1_323_IDF_ROOM |  |  |  | T1 | 323 | IDF ROOM | entity:QNL_T1-323_IDF-Room | T1.323 IDF ROOM | D | no usable J, so column D stands
FCU_1F_002 | FCU | Included | ICT Room 02 L1.030 | entity:QNL_L1_030_ICT_ROOM_02 |  |  |  | L1 | 030 | ICT Room 02 | entity:QNL_L1-030_ICT-Room-02 | L1.030 ICT ROOM 02 | D | no usable J, so column D stands
FCU_1F_003 | FCU | Not Included | IDF Room 02 L1.099 | entity:QNL_L1_099_IDF_ROOM_02 |  | IDF Rm |  | L1 | 099 | IDF Room 02 | entity:QNL_L1-099_IDF-Room-02 | L1.099 IDF ROOM 02 | D | no usable J, so column D stands
FCU_1F_004 | FCU | Included | BRIDGE CEILING VOID L1.BR6 | entity:QNL_L1_BR6_BRIDGE_CEILING_VOID |  |  |  | L1 | BR6 | BRIDGE CEILING VOID | entity:QNL_L1-BR6_Bridge-Ceiling-Void | BR6 BRIDGE CEILING VOID | D | no usable J, so column D stands
FCU_1F_005 | FCU | Included | BRIDGE CEILING VOID L1.BR6 | entity:QNL_L1_BR6_BRIDGE_CEILING_VOID |  |  |  | L1 | BR6 | BRIDGE CEILING VOID | entity:QNL_L1-BR6_Bridge-Ceiling-Void | BR6 BRIDGE CEILING VOID | D | no usable J, so column D stands
FCU_1F_006 | FCU | Included | BRIDGE CEILING VOID L1.BR6 | entity:QNL_L1_BR6_BRIDGE_CEILING_VOID |  |  |  | L1 | BR6 | BRIDGE CEILING VOID | entity:QNL_L1-BR6_Bridge-Ceiling-Void | BR6 BRIDGE CEILING VOID | D | no usable J, so column D stands
FCU_1F_007 | FCU | Included | BRIDGE CEILING VOID L1.BR6 | entity:QNL_L1_BR6_BRIDGE_CEILING_VOID |  |  |  | L1 | BR6 | BRIDGE CEILING VOID | entity:QNL_L1-BR6_Bridge-Ceiling-Void | BR6 BRIDGE CEILING VOID | D | no usable J, so column D stands
FCU_1F_008 | FCU | Included | BRIDGE CEILING VOID L1.BR6 | entity:QNL_L1_BR6_BRIDGE_CEILING_VOID |  |  |  | L1 | BR6 | BRIDGE CEILING VOID | entity:QNL_L1-BR6_Bridge-Ceiling-Void | BR6 BRIDGE CEILING VOID | D | no usable J, so column D stands
FCU_1F_009 | FCU | Included | BRIDGE CEILING VOID L1.BR5 | entity:QNL_L1_BR5_BRIDGE_CEILING_VOID |  |  |  | L1 | BR5 | BRIDGE CEILING VOID | entity:QNL_L1-BR5_Bridge-Ceiling-Void | BR5 BRIDGE CEILING VOID | D | no usable J, so column D stands
FCU_1F_010 | FCU | Included | BRIDGE CEILING VOID L1.BR5 | entity:QNL_L1_BR5_BRIDGE_CEILING_VOID |  |  |  | L1 | BR5 | BRIDGE CEILING VOID | entity:QNL_L1-BR5_Bridge-Ceiling-Void | BR5 BRIDGE CEILING VOID | D | no usable J, so column D stands
FCU_1F_011 | FCU | Included | BRIDGE CEILING VOID L1.BR5 | entity:QNL_L1_BR5_BRIDGE_CEILING_VOID |  |  |  | L1 | BR5 | BRIDGE CEILING VOID | entity:QNL_L1-BR5_Bridge-Ceiling-Void | BR5 BRIDGE CEILING VOID | D | no usable J, so column D stands
FCU_1F_012 | FCU | Included | BRIDGE CEILING VOID L1.BR5 | entity:QNL_L1_BR5_BRIDGE_CEILING_VOID |  |  |  | L1 | BR5 | BRIDGE CEILING VOID | entity:QNL_L1-BR5_Bridge-Ceiling-Void | BR5 BRIDGE CEILING VOID | D | no usable J, so column D stands
FCU_1F_013 | FCU | Included | BRIDGE CEILING VOID L1.BR6 | entity:QNL_L1_BR6_BRIDGE_CEILING_VOID |  |  |  | L1 | BR6 | BRIDGE CEILING VOID | entity:QNL_L1-BR6_Bridge-Ceiling-Void | BR6 BRIDGE CEILING VOID | D | no usable J, so column D stands
FCU_1F_014 | FCU | Included | BRIDGE CEILING VOID L1.BR4 | entity:QNL_L1_BR4_BRIDGE_CEILING_VOID |  |  |  | L1 | BR4 | BRIDGE CEILING VOID | entity:QNL_L1-BR4_Bridge-Ceiling-Void | BR4 BRIDGE CEILING VOID | D | no usable J, so column D stands
FCU_1F_015 | FCU | Included | BRIDGE CEILING VOID L1.BR6 | entity:QNL_L1_BR6_BRIDGE_CEILING_VOID |  |  |  | L1 | BR6 | BRIDGE CEILING VOID | entity:QNL_L1-BR6_Bridge-Ceiling-Void | BR6 BRIDGE CEILING VOID | D | no usable J, so column D stands
FCU_1F_016 | FCU | Included | BRIDGE CEILING | entity:QNL_L1_BC1_BRIDGE_CEILING |  |  |  | L1 | BC1 | BRIDGE CEILING | entity:QNL_L1-BC1_Bridge-Ceiling | BC1 BRIDGE CEILING | D | no usable J, so column D stands; no room number in the picked column - taken from E; the screen names this room without numbering it and the register gives 'BRIDGE CEILING' more than one reference, so L1.BC1 is kept from the same row - needs a check
FCU_1F_017 | FCU | Included | VOID L1.BR4 | entity:QNL_L1_BR4_BRIDGE_CEILING_VOID |  |  |  | L1 | BR4 | BRIDGE CEILING VOID | entity:QNL_L1-BR4_Bridge-Ceiling-Void | BR4 BRIDGE CEILING VOID | D->E | no usable J, so column D stands; D (VOID) does not match E - name taken from E
FCU_1F_018 | FCU | Included | VOID L1.BR4 | entity:QNL_L1_BR4_BRIDGE_CEILING_VOID |  |  |  | L1 | BR4 | BRIDGE CEILING VOID | entity:QNL_L1-BR4_Bridge-Ceiling-Void | BR4 BRIDGE CEILING VOID | D->E | no usable J, so column D stands; D (VOID) does not match E - name taken from E
FCU_1F_019 | FCU | Included | BRIDGE CEILING VOID L1.BR5 | entity:QNL_L1_BR5_BRIDGE_CEILING_VOID |  |  |  | L1 | BR5 | BRIDGE CEILING VOID | entity:QNL_L1-BR5_Bridge-Ceiling-Void | BR5 BRIDGE CEILING VOID | D | no usable J, so column D stands
FCU_1F_020 | FCU | Included | BRIDGE CEILING VOID L1.BR3 | entity:QNL_L1_BR3_BRIDGE_CEILING_VOID |  |  |  | L1 | BR3 | BRIDGE CEILING VOID | entity:QNL_L1-BR3_Bridge-Ceiling-Void | BR3 BRIDGE CEILING VOID | D | no usable J, so column D stands
FCU_1F_021 | FCU | Included | BRIDGE CEILING VOID L1.BR5 | entity:QNL_L1_BR5_BRIDGE_CEILING_VOID |  |  |  | L1 | BR5 | BRIDGE CEILING VOID | entity:QNL_L1-BR5_Bridge-Ceiling-Void | BR5 BRIDGE CEILING VOID | D | no usable J, so column D stands
FCU_1F_022 | FCU | Included | BRIDGE CEILING VOID L1.BR3 | entity:QNL_L1_BR3_BRIDGE_CEILING_VOID |  |  |  | L1 | BR3 | BRIDGE CEILING VOID | entity:QNL_L1-BR3_Bridge-Ceiling-Void | BR3 BRIDGE CEILING VOID | D | no usable J, so column D stands
FCU_1F_023 | FCU | Included | BRIDGE CEILING VOID L1.BR3 | entity:QNL_L1_BR3_BRIDGE_CEILING_VOID |  |  |  | L1 | BR3 | BRIDGE CEILING VOID | entity:QNL_L1-BR3_Bridge-Ceiling-Void | BR3 BRIDGE CEILING VOID | D | no usable J, so column D stands
FCU_1F_024 | FCU | Included | BRIDGE CEILING VOID L1.BR3 | entity:QNL_L1_BR3_BRIDGE_CEILING_VOID |  |  |  | L1 | BR3 | BRIDGE CEILING VOID | entity:QNL_L1-BR3_Bridge-Ceiling-Void | BR3 BRIDGE CEILING VOID | D | no usable J, so column D stands
FCU_1F_025 | FCU | Included | BRIDGE CEILING VOID L1.BR2 | entity:QNL_L1_BR2_BRIDGE_CEILING_VOID |  |  |  | L1 | BR2 | BRIDGE CEILING VOID | entity:QNL_L1-BR2_Bridge-Ceiling-Void | BR2 BRIDGE CEILING VOID | D | no usable J, so column D stands
FCU_1F_026 | FCU | Included | BRIDGE CEILING VOID L1.BR4 | entity:QNL_L1_BR4_BRIDGE_CEILING_VOID |  |  |  | L1 | BR4 | BRIDGE CEILING VOID | entity:QNL_L1-BR4_Bridge-Ceiling-Void | BR4 BRIDGE CEILING VOID | D | no usable J, so column D stands
FCU_1F_027 | FCU | Included | BRIDGE CEILING VOID L1.BR2 | entity:QNL_L1_BR2_BRIDGE_CEILING_VOID |  |  |  | L1 | BR2 | BRIDGE CEILING VOID | entity:QNL_L1-BR2_Bridge-Ceiling-Void | BR2 BRIDGE CEILING VOID | D | no usable J, so column D stands
FCU_1F_028 | FCU | Included | BRIDGE CEILING VOID L1.BR4 | entity:QNL_L1_BR4_BRIDGE_CEILING_VOID |  |  |  | L1 | BR4 | BRIDGE CEILING VOID | entity:QNL_L1-BR4_Bridge-Ceiling-Void | BR4 BRIDGE CEILING VOID | D | no usable J, so column D stands
FCU_1F_029 | FCU | Included | BRIDGE CEILING VOID L1.BR2 | entity:QNL_L1_BR2_BRIDGE_CEILING_VOID |  |  |  | L1 | BR2 | BRIDGE CEILING VOID | entity:QNL_L1-BR2_Bridge-Ceiling-Void | BR2 BRIDGE CEILING VOID | D | no usable J, so column D stands
FCU_1F_030 | FCU | Included | BRIDGE CEILING VOID L1.BR2 | entity:QNL_L1_BR2_BRIDGE_CEILING_VOID |  |  |  | L1 | BR2 | BRIDGE CEILING VOID | entity:QNL_L1-BR2_Bridge-Ceiling-Void | BR2 BRIDGE CEILING VOID | D | no usable J, so column D stands
FCU_1F_031 | FCU | Included | BRIDGE CEILING VOID L1.BR1 | entity:QNL_L1_BR1_BRIDGE_CEILING_VOID |  |  |  | L1 | BR1 | BRIDGE CEILING VOID | entity:QNL_L1-BR1_Bridge-Ceiling-Void | BR1 BRIDGE CEILING VOID | D | no usable J, so column D stands
FCU_1F_032 | FCU | Included | BRIDGE CEILING VOID L1.BR1 | entity:QNL_L1_BR1_BRIDGE_CEILING_VOID |  |  |  | L1 | BR1 | BRIDGE CEILING VOID | entity:QNL_L1-BR1_Bridge-Ceiling-Void | BR1 BRIDGE CEILING VOID | D | no usable J, so column D stands
FCU_1F_033 | FCU | Included | BRIDGE CEILING VOID L1.BR1 | entity:QNL_L1_BR1_BRIDGE_CEILING_VOID |  |  |  | L1 | BR1 | BRIDGE CEILING VOID | entity:QNL_L1-BR1_Bridge-Ceiling-Void | BR1 BRIDGE CEILING VOID | D | no usable J, so column D stands
FCU_1F_034 | FCU | Included | BRIDGE CEILING VOID L1.BR1 | entity:QNL_L1_BR1_BRIDGE_CEILING_VOID |  |  |  | L1 | BR1 | BRIDGE CEILING VOID | entity:QNL_L1-BR1_Bridge-Ceiling-Void | BR1 BRIDGE CEILING VOID | D | no usable J, so column D stands
FCU_1F_035 | FCU | Included | BRIDGE CEILING VOID L1.BR2 | entity:QNL_L1_BR2_BRIDGE_CEILING_VOID |  |  |  | L1 | BR2 | BRIDGE CEILING VOID | entity:QNL_L1-BR2_Bridge-Ceiling-Void | BR2 BRIDGE CEILING VOID | D | no usable J, so column D stands
FCU_1F_036 | FCU | Included | BRIDGE CEILING VOID L1.BR2 | entity:QNL_L1_BR2_BRIDGE_CEILING_VOID |  |  |  | L1 | BR2 | BRIDGE CEILING VOID | entity:QNL_L1-BR2_Bridge-Ceiling-Void | BR2 BRIDGE CEILING VOID | D | no usable J, so column D stands
FCU_1F_037 | FCU | Included | BRIDGE CEILING VOID L1.BR3 | entity:QNL_L1_BR3_BRIDGE_CEILING_VOID |  |  |  | L1 | BR3 | BRIDGE CEILING VOID | entity:QNL_L1-BR3_Bridge-Ceiling-Void | BR3 BRIDGE CEILING VOID | D | no usable J, so column D stands
FCU_1F_038 | FCU | Included | BRIDGE CEILING VOID L1.BR3 | entity:QNL_L1_BR3_BRIDGE_CEILING_VOID |  |  |  | L1 | BR3 | BRIDGE CEILING VOID | entity:QNL_L1-BR3_Bridge-Ceiling-Void | BR3 BRIDGE CEILING VOID | D | no usable J, so column D stands
FCU_1F_039 | FCU | Included | BRIDGE CEILING VOID L1.BR4 | entity:QNL_L1_BR4_BRIDGE_CEILING_VOID |  |  |  | L1 | BR4 | BRIDGE CEILING VOID | entity:QNL_L1-BR4_Bridge-Ceiling-Void | BR4 BRIDGE CEILING VOID | D | no usable J, so column D stands
FCU_1F_040 | FCU | Included | BRIDGE CEILING VOID L1.BR4 | entity:QNL_L1_BR4_BRIDGE_CEILING_VOID |  |  |  | L1 | BR4 | BRIDGE CEILING VOID | entity:QNL_L1-BR4_Bridge-Ceiling-Void | BR4 BRIDGE CEILING VOID | D | no usable J, so column D stands
FCU_1F_041 | FCU | Included | BRIDGE CEILING | entity:QNL_L1_BC2_BRIDGE_CEILING |  |  |  | L1 | BC2 | BRIDGE CEILING | entity:QNL_L1-BC2_Bridge-Ceiling | BC2 BRIDGE CEILING | D | no usable J, so column D stands; no room number in the picked column - taken from E; the screen names this room without numbering it and the register gives 'BRIDGE CEILING' more than one reference, so L1.BC2 is kept from the same row - needs a check
FCU_1F_042 | FCU | Included | VOID L1.BR5 | entity:QNL_L1_BR5_BRIDGE_CEILING_VOID |  |  |  | L1 | BR5 | BRIDGE CEILING VOID | entity:QNL_L1-BR5_Bridge-Ceiling-Void | BR5 BRIDGE CEILING VOID | D->E | no usable J, so column D stands; D (VOID) does not match E - name taken from E
FCU_1F_043 | FCU | Included | BRIDGE CEILING VOID L1.BR6 | entity:QNL_L1_BR6_BRIDGE_CEILING_VOID |  |  |  | L1 | BR6 | BRIDGE CEILING VOID | entity:QNL_L1-BR6_Bridge-Ceiling-Void | BR6 BRIDGE CEILING VOID | D | no usable J, so column D stands
FCU_1F_044 | FCU | Included | BRIDGE CEILING VOID L1.BR6 | entity:QNL_L1_BR6_BRIDGE_CEILING_VOID |  |  |  | L1 | BR6 | BRIDGE CEILING VOID | entity:QNL_L1-BR6_Bridge-Ceiling-Void | BR6 BRIDGE CEILING VOID | D | no usable J, so column D stands
FCU_1F_045 | FCU | Included | BRIDGE CEILING VOID L1.BR6 | entity:QNL_L1_BR6_BRIDGE_CEILING_VOID |  |  |  | L1 | BR6 | BRIDGE CEILING VOID | entity:QNL_L1-BR6_Bridge-Ceiling-Void | BR6 BRIDGE CEILING VOID | D | no usable J, so column D stands
FCU_1F_046 | FCU | Included | BRIDGE CEILING VOID L1.BR6 | entity:QNL_L1_BR6_BRIDGE_CEILING_VOID |  |  |  | L1 | BR6 | BRIDGE CEILING VOID | entity:QNL_L1-BR6_Bridge-Ceiling-Void | BR6 BRIDGE CEILING VOID | D | no usable J, so column D stands
FCU_1F_047 | FCU | Included | BRIDGE CEILING VOID L1.BR1 | entity:QNL_L1_BR1_BRIDGE_CEILING_VOID |  |  |  | L1 | BR1 | BRIDGE CEILING VOID | entity:QNL_L1-BR1_Bridge-Ceiling-Void | BR1 BRIDGE CEILING VOID | D | no usable J, so column D stands
FCU_1F_048 | FCU | Included | BRIDGE CEILING VOID L1.BR1 | entity:QNL_L1_BR1_BRIDGE_CEILING_VOID |  |  |  | L1 | BR1 | BRIDGE CEILING VOID | entity:QNL_L1-BR1_Bridge-Ceiling-Void | BR1 BRIDGE CEILING VOID | D | no usable J, so column D stands
FCU_1F_049 | FCU | Included | BRIDGE CEILING VOID L1.BR2 | entity:QNL_L1_BR2_BRIDGE_CEILING_VOID |  |  |  | L1 | BR2 | BRIDGE CEILING VOID | entity:QNL_L1-BR2_Bridge-Ceiling-Void | BR2 BRIDGE CEILING VOID | D | no usable J, so column D stands
FCU_1F_050 | FCU | Included | BRIDGE CEILING VOID L1.BR2 | entity:QNL_L1_BR2_BRIDGE_CEILING_VOID |  |  |  | L1 | BR2 | BRIDGE CEILING VOID | entity:QNL_L1-BR2_Bridge-Ceiling-Void | BR2 BRIDGE CEILING VOID | D | no usable J, so column D stands
FCU_1F_051 | FCU | Included | BRIDGE CEILING VOID L1.BR4 | entity:QNL_L1_BR4_BRIDGE_CEILING_VOID |  |  |  | L1 | BR4 | BRIDGE CEILING VOID | entity:QNL_L1-BR4_Bridge-Ceiling-Void | BR4 BRIDGE CEILING VOID | D | no usable J, so column D stands
FCU_1F_052 | FCU | Included | BRIDGE CEILING VOID L1.BR4 | entity:QNL_L1_BR4_BRIDGE_CEILING_VOID |  |  |  | L1 | BR4 | BRIDGE CEILING VOID | entity:QNL_L1-BR4_Bridge-Ceiling-Void | BR4 BRIDGE CEILING VOID | D | no usable J, so column D stands
FCU_1F_053 | FCU | Included | BRIDGE CEILING VOID L1.BR5 | entity:QNL_L1_BR5_BRIDGE_CEILING_VOID |  |  |  | L1 | BR5 | BRIDGE CEILING VOID | entity:QNL_L1-BR5_Bridge-Ceiling-Void | BR5 BRIDGE CEILING VOID | D | no usable J, so column D stands
FCU_1F_054 | FCU | Included | BRIDGE CEILING VOID L1.BR5 | entity:QNL_L1_BR5_BRIDGE_CEILING_VOID |  |  |  | L1 | BR5 | BRIDGE CEILING VOID | entity:QNL_L1-BR5_Bridge-Ceiling-Void | BR5 BRIDGE CEILING VOID | D | no usable J, so column D stands
FCU_1F_055 | FCU | Included | VESTIBULE L1 | entity:QNL_L1_990_VESTIBULE |  |  |  | L1 | 990 | VESTIBULE | entity:QNL_L1-990_Vestibule | L1.990 VESTIBULE | D->E | no usable J, so column D stands; D (VESTIBULE L1) does not match E - name taken from E; no room number in the picked column - taken from E
FCU_1F_056 | FCU | Included | External Book Drop L1 | entity:QNL_L1_991_EXTERNAL_BOOK_DROP |  |  |  | L1 | 991 | EXTERNAL BOOK DROP | entity:QNL_L1-991_External-Book-Drop | L1.991 EXTERNAL BOOK DROP | D->E | no usable J, so column D stands; D (External Book Drop L1) does not match E - name taken from E; no room number in the picked column - taken from E
FCU_1F_057 | FCU | Included | ILL DIRECTOR L1.144 | entity:QNL_L1_144_ILL_DIRECTOR |  |  |  | L1 | 144 | ILL DIRECTOR | entity:QNL_L1-144_ILL-Director | L1.144 ILL DIRECTOR | D | no usable J, so column D stands
FCU_1F_058 | FCU | Included | ILL DIRECTOR L1.145 | entity:QNL_L1_144_ILL_DIRECTOR |  |  |  | L1 | 145 | ILL DIRECTOR | entity:QNL_L1-145_ILL-Director | L1.145 ILL DIRECTOR | D | no usable J, so column D stands; room number L1.145 disagrees with E (L1.144); L1.145 is not in ../projects/QNL/QNL_Ontology.xlsx
FCU_1F_059 | FCU | Included | Restaurant L1.150 | entity:QNL_L1_150_RESTAURANT |  |  |  | L1 | 150 | Restaurant | entity:QNL_L1-150_Restaurant | L1.150 RESTAURANT | D | no usable J, so column D stands
FCU_1F_060 | FCU | Included | Restaurant L1.150 | entity:QNL_L1_150_RESTAURANT |  | Restaurant |  | L1 | 150 | Restaurant | entity:QNL_L1-150_Restaurant | L1.150 RESTAURANT | D | no usable J, so column D stands
FCU_1F_061 | FCU | Included | Restaurant L1.150 | entity:QNL_L1_150_RESTAURANT |  | Restaurant |  | L1 | 150 | Restaurant | entity:QNL_L1-150_Restaurant | L1.150 RESTAURANT | D | no usable J, so column D stands
FCU_1F_062 | FCU | Included | Restaurant L1.150 | entity:QNL_L1_150_RESTAURANT |  |  |  | L1 | 150 | Restaurant | entity:QNL_L1-150_Restaurant | L1.150 RESTAURANT | D | no usable J, so column D stands
FCU_1F_063 | FCU | Included | Restaurant L1.150 | entity:QNL_L1_150_RESTAURANT |  |  |  | L1 | 150 | Restaurant | entity:QNL_L1-150_Restaurant | L1.150 RESTAURANT | D | no usable J, so column D stands
FCU_1F_064 | FCU | Included | Restaurant L1.150 | entity:QNL_L1_150_RESTAURANT |  | Restaurant |  | L1 | 150 | Restaurant | entity:QNL_L1-150_Restaurant | L1.150 RESTAURANT | D | no usable J, so column D stands
FCU_1F_065 | FCU | Not Included | BRIDGE IDF L1.BI | entity:QNL_L1_BI_BRIDGE_IDF |  |  |  | L1 | BI | BRIDGE IDF | entity:QNL_L1-BI_Bridge-IDF | BI BRIDGE IDF | D | no usable J, so column D stands
FCU_2F_001 | FCU | Not Included | IDF ROOM T1.275 | entity:QNL_T1_275_IDF_ROOM |  |  |  | T1 | 275 | IDF ROOM | entity:QNL_T1-275_IDF-Room | T1.275 IDF ROOM | D | no usable J, so column D stands
FCU_2F_002 | FCU | Not Included | IDF ROOM T1.276 | entity:QNL_T1_276_IDF_ROOM |  |  |  | T1 | 276 | IDF ROOM | entity:QNL_T1-276_IDF-Room | T1.276 IDF ROOM | D | no usable J, so column D stands
FCU_2F_003 | FCU | Not Included | IDF ROOM T1.171 | entity:QNL_T1_171_IDF_ROOM |  |  |  | T1 | 171 | IDF ROOM | entity:QNL_T1-171_IDF-Room | T1.171 IDF ROOM | D | no usable J, so column D stands
FCU_2F_004 | FCU | Not Included | IDF ROOM T1.1714 | entity:QNL_T1_1714_IDF_ROOM |  |  |  | T1 | 1714 | IDF ROOM | entity:QNL_T1-1714_IDF-Room | T1.1714 IDF ROOM | D | no usable J, so column D stands
FCU_2F_005 | FCU | Not Included | MDF Room L2.009 | entity:QNL_L2_009_KDF_ROOM |  |  |  | L2 | 009 | KDF ROOM | entity:QNL_L2-009_KDF-Room | L2.009 KDF ROOM | D->E | no usable J, so column D stands; D (MDF Room) does not match E - name taken from E
FCU_2F_034 | FCU | Included | Auditorium High Levlel in Ceiling Void L2.087 | entity:QNL_L2_087_AUDITORIUM_HIGH_LEVLEL_IN_CEILING_VOID |  | Auditorium |  | L2 | 087 | Auditorium High Levlel in Ceiling Void | entity:QNL_L2-087_Auditorium-High-Levlel-In-Ceiling-Void | L2.087 AUDITORIUM HIGH LEVLEL IN CEILING VOID | D | no usable J, so column D stands; ../projects/QNL/QNL_Ontology.xlsx calls L2.087 'AUDITORIUM-HIGH-LEVEL-IN-CEILING-VOID'
FCU_2F_035 | FCU | Included | Auditorium High Levlel in Ceiling Void L2.087 | entity:QNL_L2_087_AUDITORIUM_HIGH_LEVLEL_IN_CEILING_VOID |  | Auditorium |  | L2 | 087 | Auditorium High Levlel in Ceiling Void | entity:QNL_L2-087_Auditorium-High-Levlel-In-Ceiling-Void | L2.087 AUDITORIUM HIGH LEVLEL IN CEILING VOID | D | no usable J, so column D stands; ../projects/QNL/QNL_Ontology.xlsx calls L2.087 'AUDITORIUM-HIGH-LEVEL-IN-CEILING-VOID'
FCU_2F_036 | FCU | Included | Auditorium High Levlel in Ceiling Void L2.087 | entity:QNL_L2_087_AUDITORIUM_HIGH_LEVLEL_IN_CEILING_VOID |  | Auditorium |  | L2 | 087 | Auditorium High Levlel in Ceiling Void | entity:QNL_L2-087_Auditorium-High-Levlel-In-Ceiling-Void | L2.087 AUDITORIUM HIGH LEVLEL IN CEILING VOID | D | no usable J, so column D stands; ../projects/QNL/QNL_Ontology.xlsx calls L2.087 'AUDITORIUM-HIGH-LEVEL-IN-CEILING-VOID'
FCU_2F_037 | FCU | Included | Auditorium High Levlel in Ceiling Void L2.087 | entity:QNL_L2_087_AUDITORIUM_HIGH_LEVLEL_IN_CEILING_VOID |  |  |  | L2 | 087 | Auditorium High Levlel in Ceiling Void | entity:QNL_L2-087_Auditorium-High-Levlel-In-Ceiling-Void | L2.087 AUDITORIUM HIGH LEVLEL IN CEILING VOID | D | no usable J, so column D stands; ../projects/QNL/QNL_Ontology.xlsx calls L2.087 'AUDITORIUM-HIGH-LEVEL-IN-CEILING-VOID'
FCU_2F_038 | FCU | Included | Auditorium Booths L2.087 | entity:QNL_L2_087_AUDITORIUM_HIGH_LEVLEL_IN_CEILING_VOID |  |  |  | L2 | 087 | AUDITORIUM HIGH LEVLEL IN CEILING VOID | entity:QNL_L2-087_Auditorium-High-Levlel-In-Ceiling-Void | L2.087 AUDITORIUM HIGH LEVLEL IN CEILING VOID | D->E | no usable J, so column D stands; D (Auditorium Booths) does not match E - name taken from E; ../projects/QNL/QNL_Ontology.xlsx calls L2.087 'AUDITORIUM-HIGH-LEVEL-IN-CEILING-VOID'
FCU_2F_039 | FCU | Included | Auditorium Booths L2.087 | entity:QNL_L2_087_AUDITORIUM_HIGH_LEVLEL_IN_CEILING_VOID |  |  |  | L2 | 087 | AUDITORIUM HIGH LEVLEL IN CEILING VOID | entity:QNL_L2-087_Auditorium-High-Levlel-In-Ceiling-Void | L2.087 AUDITORIUM HIGH LEVLEL IN CEILING VOID | D->E | no usable J, so column D stands; D (Auditorium Booths) does not match E - name taken from E; ../projects/QNL/QNL_Ontology.xlsx calls L2.087 'AUDITORIUM-HIGH-LEVEL-IN-CEILING-VOID'
FCU_2F_040 | FCU | Included | Auditorium Booths L2.087 | entity:QNL_L2_087_AUDITORIUM_HIGH_LEVLEL_IN_CEILING_VOID |  |  |  | L2 | 087 | AUDITORIUM HIGH LEVLEL IN CEILING VOID | entity:QNL_L2-087_Auditorium-High-Levlel-In-Ceiling-Void | L2.087 AUDITORIUM HIGH LEVLEL IN CEILING VOID | D->E | no usable J, so column D stands; D (Auditorium Booths) does not match E - name taken from E; ../projects/QNL/QNL_Ontology.xlsx calls L2.087 'AUDITORIUM-HIGH-LEVEL-IN-CEILING-VOID'
FCU_2F_041 | FCU | Included | Bridge Raised Floor L2.088 | entity:QNL_L2_088_BRIDGE_RAISED_FLOOR |  |  |  | L2 | 088 | Bridge Raised Floor | entity:QNL_L2-088_Bridge-Raised-Floor | L2.088 BRIDGE RAISED FLOOR | D | no usable J, so column D stands
FCU_2F_042 | FCU | Included | STUDY AREA L2.088 | entity:QNL_L2_088_BRIDGE_RAISED_FLOOR |  |  |  | L2 | 088 | BRIDGE RAISED FLOOR | entity:QNL_L2-088_Bridge-Raised-Floor | L2.088 BRIDGE RAISED FLOOR | D->E | no usable J, so column D stands; D (STUDY AREA) does not match E - name taken from E
FCU_2F_043 | FCU | Included | Bridge L2.088 | entity:QNL_L2_088_BRIDGE_RAISED_FLOOR |  |  |  | L2 | 088 | BRIDGE RAISED FLOOR | entity:QNL_L2-088_Bridge-Raised-Floor | L2.088 BRIDGE RAISED FLOOR | D->E | no usable J, so column D stands; D (Bridge) does not match E - name taken from E
FCU_2F_044 | FCU | Included | Bridge L2.088 | entity:QNL_L2_088_BRIDGE_RAISED_FLOOR |  |  |  | L2 | 088 | BRIDGE RAISED FLOOR | entity:QNL_L2-088_Bridge-Raised-Floor | L2.088 BRIDGE RAISED FLOOR | D->E | no usable J, so column D stands; D (Bridge) does not match E - name taken from E
FCU_2F_045 | FCU | Included | Group Study Room L2.081 | entity:QNL_L2_081_GROUP_STUDY_ROOM |  | Group Study Rm |  | L2 | 081 | Group Study Room | entity:QNL_L2-081_Group-Study-Room | L2.081 GROUP STUDY ROOM | D | no usable J, so column D stands
FCU_2F_046 | FCU | Included | Group Study Room L2.076 | entity:QNL_L2_076_GROUP_STUDY_ROOM |  | Group Study Rm |  | L2 | 076 | Group Study Room | entity:QNL_L2-076_Group-Study-Room | L2.076 GROUP STUDY ROOM | D | no usable J, so column D stands
FCU_2F_047 | FCU | Included | Group Study Room L2.076 | entity:QNL_L2_076_GROUP_STUDY_ROOM |  | Group Study Rm |  | L2 | 076 | Group Study Room | entity:QNL_L2-076_Group-Study-Room | L2.076 GROUP STUDY ROOM | D | no usable J, so column D stands
FCU_2F_048 | FCU | Included | INDIVIDUAL STUDY ROOM L2.070 | entity:QNL_L2_070_INDIVISTUDY_ROOM |  |  |  | L2 | 070 | INDIVISTUDY ROOM | entity:QNL_L2-070_Indivistudy-Room | L2.070 INDIVISTUDY ROOM | D->E | no usable J, so column D stands; D (INDIVIDUAL STUDY ROOM) does not match E - name taken from E; ../projects/QNL/QNL_Ontology.xlsx calls L2.070 'INDIVI-STUDY-ROOM'
FCU_2F_049 | FCU | Included | INDIVIDUAL STUDY ROOM L2.070 | entity:QNL_L2_070_INDIVISTUDY_ROOM |  | Indv. Study Rm |  | L2 | 070 | INDIVISTUDY ROOM | entity:QNL_L2-070_Indivistudy-Room | L2.070 INDIVISTUDY ROOM | D->E | no usable J, so column D stands; D (INDIVIDUAL STUDY ROOM) does not match E - name taken from E; ../projects/QNL/QNL_Ontology.xlsx calls L2.070 'INDIVI-STUDY-ROOM'
FCU_2F_050 | FCU | Included | INDIVIDUAL STUDY ROOM L2.070 | entity:QNL_L2_070_INDIVISTUDY_ROOM |  | Indv. Study Rm |  | L2 | 070 | INDIVISTUDY ROOM | entity:QNL_L2-070_Indivistudy-Room | L2.070 INDIVISTUDY ROOM | D->E | no usable J, so column D stands; D (INDIVIDUAL STUDY ROOM) does not match E - name taken from E; ../projects/QNL/QNL_Ontology.xlsx calls L2.070 'INDIVI-STUDY-ROOM'
FCU_2F_051 | FCU | Included | INDIVIDUAL STUDY ROOM L2.073 | entity:QNL_L2_073_INDIVISTUDY_ROOM |  | Indv. Study Rm |  | L2 | 073 | INDIVISTUDY ROOM | entity:QNL_L2-073_Indivistudy-Room | L2.073 INDIVISTUDY ROOM | D->E | no usable J, so column D stands; D (INDIVIDUAL STUDY ROOM) does not match E - name taken from E; ../projects/QNL/QNL_Ontology.xlsx calls L2.073 'INDIVI-STUDY-ROOM'
FCU_2F_052 | FCU | Included | INDIVIDUAL STUDY ROOM L2.073 | entity:QNL_L2_073_INDIVISTUDY_ROOM |  | Indv. Study Rm |  | L2 | 073 | INDIVISTUDY ROOM | entity:QNL_L2-073_Indivistudy-Room | L2.073 INDIVISTUDY ROOM | D->E | no usable J, so column D stands; D (INDIVIDUAL STUDY ROOM) does not match E - name taken from E; ../projects/QNL/QNL_Ontology.xlsx calls L2.073 'INDIVI-STUDY-ROOM'
FCU_2F_053 | FCU | Included | INDIVIDUAL STUDY ROOM L2.073 | entity:QNL_L2_073_INDIVISTUDY_ROOM |  |  |  | L2 | 073 | INDIVISTUDY ROOM | entity:QNL_L2-073_Indivistudy-Room | L2.073 INDIVISTUDY ROOM | D->E | no usable J, so column D stands; D (INDIVIDUAL STUDY ROOM) does not match E - name taken from E; ../projects/QNL/QNL_Ontology.xlsx calls L2.073 'INDIVI-STUDY-ROOM'
FCU_2F_054 | FCU | Included | Lounge Area L2.088 | entity:QNL_L2_088_LOUNGE_AREA |  | Lounge area |  | L2 | 088 | Lounge Area | entity:QNL_L2-088_Lounge-Area | L2.088 LOUNGE AREA | D | no usable J, so column D stands; ../projects/QNL/QNL_Ontology.xlsx calls L2.088 'BRIDGE-RAISED-FLOOR'
FCU_2F_055 | FCU | Included | Lounge Area L2.088 | entity:QNL_L2_088_LOUNGE_AREA |  | Lounge area |  | L2 | 088 | Lounge Area | entity:QNL_L2-088_Lounge-Area | L2.088 LOUNGE AREA | D | no usable J, so column D stands; ../projects/QNL/QNL_Ontology.xlsx calls L2.088 'BRIDGE-RAISED-FLOOR'
FCU_2F_056 | FCU | Included | North East Core T1.021 | entity:QNL_T1_021_OPEN_STUDY_TERRACE |  |  |  | T1 | 021 | OPEN STUDY TERRACE | entity:QNL_T1-021_Open-Study-Terrace | T1.021 OPEN STUDY TERRACE | D->E | no usable J, so column D stands; D (North East Core) does not match E - name taken from E
FCU_2F_057 | FCU | Included | North East Core T1.021 | entity:QNL_T1_021_OPEN_STUDY_TERRACE |  |  |  | T1 | 021 | OPEN STUDY TERRACE | entity:QNL_T1-021_Open-Study-Terrace | T1.021 OPEN STUDY TERRACE | D->E | no usable J, so column D stands; D (North East Core) does not match E - name taken from E
FCU_2F_058 | FCU | Included | North East Core T1.021 | entity:QNL_T1_021_OPEN_STUDY_TERRACE |  |  |  | T1 | 021 | OPEN STUDY TERRACE | entity:QNL_T1-021_Open-Study-Terrace | T1.021 OPEN STUDY TERRACE | D->E | no usable J, so column D stands; D (North East Core) does not match E - name taken from E
FCU_2F_059 | FCU | Included | North East Core T1.021 | entity:QNL_T1_021_OPEN_STUDY_TERRACE |  |  |  | T1 | 021 | OPEN STUDY TERRACE | entity:QNL_T1-021_Open-Study-Terrace | T1.021 OPEN STUDY TERRACE | D->E | no usable J, so column D stands; D (North East Core) does not match E - name taken from E
FCU_2F_060 | FCU | Included | North West Core T1.020 | entity:QNL_T1_020_OPEN_LOUNGE_TERRACE |  |  |  | T1 | 020 | OPEN LOUNGE TERRACE | entity:QNL_T1-020_Open-Lounge-Terrace | T1.020 OPEN LOUNGE TERRACE | D->E | no usable J, so column D stands; D (North West Core) does not match E - name taken from E
FCU_2F_061 | FCU | Included | North West Core T1.020 | entity:QNL_T1_020_OPEN_LOUNGE_TERRACE |  |  |  | T1 | 020 | OPEN LOUNGE TERRACE | entity:QNL_T1-020_Open-Lounge-Terrace | T1.020 OPEN LOUNGE TERRACE | D->E | no usable J, so column D stands; D (North West Core) does not match E - name taken from E
FCU_2F_062 | FCU | Included | North West Core T1.020 | entity:QNL_T1_020_OPEN_LOUNGE_TERRACE |  |  |  | T1 | 020 | OPEN LOUNGE TERRACE | entity:QNL_T1-020_Open-Lounge-Terrace | T1.020 OPEN LOUNGE TERRACE | D->E | no usable J, so column D stands; D (North West Core) does not match E - name taken from E
FCU_B_001 | FCU | Not Included | IDF ROOM B.155 | entity:QNL_B_155_FACULTY_CARRELS |  | IDF Rm |  | B | 155 | FACULTY CARRELS | entity:QNL_B-155_Faculty-Carrels | B.155 FACULTY CARRELS | D->E | no usable J, so column D stands; D (IDF ROOM) does not match E - name taken from E
FCU_B_002 | FCU | Included | FUMIGATION B.085 | entity:QNL_B_085_FUMIGATION_ROOM |  |  |  | B | 085 | FUMIGATION ROOM | entity:QNL_B-085_Fumigation-Room | B.085 FUMIGATION ROOM | D->E | no usable J, so column D stands; D (FUMIGATION) does not match E - name taken from E
FCU_B_003 | FCU | Not Included | IDF (Corridor) B.062 | entity:QNL_B_062_IDF_CORRIDOR |  | IDF |  | B | 062 | IDF (Corridor) | entity:QNL_B-062_IDF-Corridor | B.062 IDF CORRIDOR | D | no usable J, so column D stands
FCU_B_004 | FCU | Not Included | IDF FM Storage B.215 | entity:QNL_B_215_IDF_FM_STORAGE |  | FM Storage |  | B | 215 | IDF FM Storage | entity:QNL_B-215_IDF-FM-Storage | B.215 IDF FM STORAGE | D | no usable J, so column D stands
FCU_B_005 | FCU | Not Included | HL Plant Room B.140 | entity:QNL_B_140_HL_PLANT_ROOM |  |  |  | B | 140 | HL Plant Room | entity:QNL_B-140_Hl-Plant-Room | B.140 HL PLANT ROOM | D | no usable J, so column D stands
FCU_B_006 | FCU | Not Included | Fire Command ROOM B.071 | entity:QNL_B_071_FIRE_COMMAND_ROOM |  |  |  | B | 071 | Fire Command ROOM | entity:QNL_B-071_Fire-Command-Room | B.071 FIRE COMMAND ROOM | D | no usable J, so column D stands
FCU_B_007 | FCU | Not Included | Sprinklers Pumps ROOM B.072 | entity:QNL_B_072_SPRIMKLERS_PUMPS_&_ZONES_VALVES |  |  |  | B | 072 | SPRIMKLERS PUMPS & ZONES VALVES | entity:QNL_B-072_Sprimklers-Pumps-And-Zones-Valves | B.072 SPRIMKLERS PUMPS AND ZONES VALVES | D->E | no usable J, so column D stands; D (Sprinklers Pumps ROOM) does not match E - name taken from E; ../projects/QNL/QNL_Ontology.xlsx calls B.072 'SPRINKLERS-PUMPS-ZONES-VALVES'
FCU_B_008 | FCU | Not Included | GAS SUPPRESSION ROOM B.087 | entity:QNL_B_087_GAS_SUPPRESSION_ROOM |  |  |  | B | 087 | GAS SUPPRESSION ROOM | entity:QNL_B-087_Gas-Suppression-Room | B.087 GAS SUPPRESSION ROOM | D | no usable J, so column D stands
FCU_B_009 | FCU | Included | PEOPLE MOVER ROOM B.088 | entity:QNL_B_088_PEOPLE_MOVER_PLANT |  |  |  | B | 088 | PEOPLE MOVER PLANT | entity:QNL_B-088_People-Mover-Plant | B.088 PEOPLE MOVER PLANT | D->E | no usable J, so column D stands; D (PEOPLE MOVER ROOM) does not match E - name taken from E
FCU_B_010 | FCU | Not Included | Security Contol Room B.105 | entity:QNL_B_105_SECURITY_CONTOL_ROOM |  |  |  | B | 105 | SECURITY CONTOL ROOM | entity:QNL_B-105_Security-Contol-Room | B.105 SECURITY CONTOL ROOM | D | no usable J, so column D stands; ../projects/QNL/QNL_Ontology.xlsx calls B.105 'SECURITY-CONTROL-ROOM'
FCU_B_011 | FCU | Not Included | Plant Room 1 B.063 | entity:QNL_B_063_PLANT_ROOM_01 |  | Plant Rm 1 |  | B | 063 | PLANT ROOM 01 | entity:QNL_B-063_Plant-Room-01 | B.063 PLANT ROOM 01 | D | no usable J, so column D stands
FCU_B_012 | FCU | Not Included | Plant Room 1 B.063 | entity:QNL_B_063_PLANT_ROOM_01 |  | Plant Rm 1 |  | B | 063 | PLANT ROOM 01 | entity:QNL_B-063_Plant-Room-01 | B.063 PLANT ROOM 01 | D | no usable J, so column D stands
FCU_B_013 | FCU | Not Included | Plant Room 2 B.070 | entity:QNL_B_070_PLANT_ROOM_02 |  | Plant Rm 2 |  | B | 070 | PLANT ROOM 02 | entity:QNL_B-070_Plant-Room-02 | B.070 PLANT ROOM 02 | D | no usable J, so column D stands
FCU_B_014 | FCU | Not Included | Plant Room 2 B.070 | entity:QNL_B_070_PLANT_ROOM_02 |  | Plant Rm 2 |  | B | 070 | PLANT ROOM 02 | entity:QNL_B-070_Plant-Room-02 | B.070 PLANT ROOM 02 | D | no usable J, so column D stands
FCU_B_015 | FCU | Not Included | Plant Room 3 B.110 | entity:QNL_B_110_PLANT_ROOM_03 |  | Plant Rm 3 |  | B | 110 | PLANT ROOM 03 | entity:QNL_B-110_Plant-Room-03 | B.110 PLANT ROOM 03 | D | no usable J, so column D stands
FCU_B_016 | FCU | Not Included | Plant Room 3 B.110 | entity:QNL_B_110_PLANT_ROOM_03 |  | Plant Rm 3 |  | B | 110 | PLANT ROOM 03 | entity:QNL_B-110_Plant-Room-03 | B.110 PLANT ROOM 03 | D | no usable J, so column D stands
FCU_B_017 | FCU | Not Included | Plant Room 3 B.110 | entity:QNL_B_110_PLANT_ROOM_03 |  | Plant Rm 3 |  | B | 110 | PLANT ROOM 03 | entity:QNL_B-110_Plant-Room-03 | B.110 PLANT ROOM 03 | D | no usable J, so column D stands
FCU_B_018 | FCU | Not Included | Plant Room 4 B.220 | entity:QNL_B_220_PLANT_ROOM_04 |  | Plant Rm 4 |  | B | 220 | PLANT ROOM 04 | entity:QNL_B-220_Plant-Room-04 | B.220 PLANT ROOM 04 | D | no usable J, so column D stands
FCU_B_019 | FCU | Not Included | Plant Room 4 B.220 | entity:QNL_B_220_PLANT_ROOM_04 |  | Plant Rm 4 |  | B | 220 | PLANT ROOM 04 | entity:QNL_B-220_Plant-Room-04 | B.220 PLANT ROOM 04 | D | no usable J, so column D stands
FCU_B_020 | FCU | Not Included | Plant Room 4 B.220 | entity:QNL_B_220_PLANT_ROOM_04 |  | Plant Rm 4 |  | B | 220 | PLANT ROOM 04 | entity:QNL_B-220_Plant-Room-04 | B.220 PLANT ROOM 04 | D | no usable J, so column D stands
FCU_B_021 | FCU | Not Included | Plant Room 4 B.220 | entity:QNL_B_220_PLANT_ROOM_04 |  | Plant Rm 4 |  | B | 220 | PLANT ROOM 04 | entity:QNL_B-220_Plant-Room-04 | B.220 PLANT ROOM 04 | D | no usable J, so column D stands
FCU_B_022 | FCU | Included | FM Storage B.210 | entity:QNL_B_210_FM_STORAGE |  | FM Storage |  | B | 210 | FM Storage | entity:QNL_B-210_FM-Storage | B.210 FM STORAGE | D | no usable J, so column D stands
FCU_B_023 | FCU | Included | FM Storage B.210 | entity:QNL_B_210_FM_STORAGE |  | FM Storage |  | B | 210 | FM Storage | entity:QNL_B-210_FM-Storage | B.210 FM STORAGE | D | no usable J, so column D stands
FCU_B_024 | FCU | Not Included | PH Plant ROOM B.211 | entity:QNL_B_211_PH_PLANT_ROOM |  | PH Plant |  | B | 211 | PH Plant ROOM | entity:QNL_B-211_Ph-Plant-Room | B.211 PH PLANT ROOM | D | no usable J, so column D stands
FCU_B_025 | FCU | Not Included | MISTING PUMP ROOM B.212 | entity:QNL_B_212_MISTING_PUMP_ROOM |  |  |  | B | 212 | MISTING PUMP ROOM | entity:QNL_B-212_Misting-Pump-Room | B.212 MISTING PUMP ROOM | D | no usable J, so column D stands
FCU_B_026 | FCU | Not Included | MISTING PUMP ROOM B.212 | entity:QNL_B_212_MISTING_PUMP_ROOM |  | Misting System |  | B | 212 | MISTING PUMP ROOM | entity:QNL_B-212_Misting-Pump-Room | B.212 MISTING PUMP ROOM | D | no usable J, so column D stands
FCU_B_027 | FCU | Included | Sorting Shelving Room B.121 | entity:QNL_B_121_SORTING_SHELVING_ROOM |  |  |  | B | 121 | Sorting Shelving Room | entity:QNL_B-121_Sorting-Shelving-Room | B.121 SORTING SHELVING ROOM | D | no usable J, so column D stands
FCU_B_028 | FCU | Included | Sorting Shelving Room B.121 | entity:QNL_B_121_SORTING_SHELVING_ROOM |  | Sorting Shelving Rm |  | B | 121 | Sorting Shelving Room | entity:QNL_B-121_Sorting-Shelving-Room | B.121 SORTING SHELVING ROOM | D | no usable J, so column D stands
FCU_B_029 | FCU | Included | B.145.05 | entity:QNL_B_145_LOBY_&_CSECURITY |  |  |  | B | 145 | LOBY & CSECURITY | entity:QNL_B-145_Loby-And-Csecurity | B.145 LOBY AND CSECURITY | D->E | no usable J, so column D stands; D (.05) does not match E - name taken from E; ../projects/QNL/QNL_Ontology.xlsx calls B.145 'LOBBY-SECURITY'
FCU_B_030 | FCU | Included | PUMP ROOM B.226 | entity:QNL_B_226_PUMP_ROOM |  | Pump Rm 4 | green | B | 226 | Pump Rm 4 | entity:QNL_B-226_Pump-Rm-4 | B.226 PUMP RM 4 | J | green row: took the last populated name (J); overrides column E (PUMP ROOM); no reference on the screen - taken from the drawings (B.226); the screen names this room without numbering it and the register does not name it anywhere else, so B.226 is borrowed from the same row - needs a check; ../projects/QNL/QNL_Ontology.xlsx calls B.226 'PUMP-ROOM'
FCU_B_031 | FCU | Not Included | IDF ROOM B.215A | entity:QNL_B_215A_IDF |  |  |  | B | 215A | IDF | entity:QNL_B-215A_IDF | B.215A IDF | D->E | no usable J, so column D stands; D (IDF ROOM) does not match E - name taken from E
FCU_B_032 | FCU | Included | Shell Space-Special Collection B.132 | entity:QNL_B_132_SHELL_SPACE-SPECIAL_COLLECTION |  | Shell Space-Special Collection |  | B | 132 | Shell Space-Special Collection | entity:QNL_B-132_Shell-Space-Special-Collection | B.132 SHELL SPACE SPECIAL COLLECTION | D | no usable J, so column D stands
FCU_B_033 | FCU | Included | Shell Space-Special Collection B.132 | entity:QNL_B_132_SHELL_SPACE-SPECIAL_COLLECTION |  | Shell Space-Special Collection |  | B | 132 | Shell Space-Special Collection | entity:QNL_B-132_Shell-Space-Special-Collection | B.132 SHELL SPACE SPECIAL COLLECTION | D | no usable J, so column D stands
FCU_B_034 | FCU | Included | Shell Space-Special Collection B.132 | entity:QNL_B_132_SHELL_SPACE-SPECIAL_COLLECTION |  | Shell Space-Special Collection |  | B | 132 | Shell Space-Special Collection | entity:QNL_B-132_Shell-Space-Special-Collection | B.132 SHELL SPACE SPECIAL COLLECTION | D | no usable J, so column D stands
FCU_B_035 | FCU | Included | Shell Space-Special Collection B.132 | entity:QNL_B_132_SHELL_SPACE-SPECIAL_COLLECTION |  | Shell Space-Special Collection |  | B | 132 | Shell Space-Special Collection | entity:QNL_B-132_Shell-Space-Special-Collection | B.132 SHELL SPACE SPECIAL COLLECTION | D | no usable J, so column D stands
FCU_B_036 | FCU | Included | IT Office B.122 | entity:QNL_B_122_IT_OFFICE |  |  |  | B | 122 | IT Office | entity:QNL_B-122_IT-Office | B.122 IT OFFICE | D | no usable J, so column D stands
FCU_B_037 | FCU | Not Included | DIGITALIZATION SERVER SPACE B.215A | entity:QNL_B_215A_IDF |  |  |  | B | 215A | IDF | entity:QNL_B-215A_IDF | B.215A IDF | D->E | no usable J, so column D stands; D (DIGITALIZATION SERVER SPACE) does not match E - name taken from E
FCU_B_038 | FCU | Not Included | ELEC. B.145 | entity:QNL_B_145_LOBY_&_CSECURITY |  |  |  | B | 145 | LOBY & CSECURITY | entity:QNL_B-145_Loby-And-Csecurity | B.145 LOBY AND CSECURITY | D->E | no usable J, so column D stands; D (ELEC.) does not match E - name taken from E; ../projects/QNL/QNL_Ontology.xlsx calls B.145 'LOBBY-SECURITY'
VAV0001 | VAV | [12 empty] | the ontology gives this equipment no room and no screen reading names one - needs a client check
VAV_1F_S11_001 | VAV | Included | Group Study Room1 L1.026 | entity:QNL_L1_026_GROUP_STUDY_ROOM1 |  |  |  | L1 | 026 | Group Study Room1 | entity:QNL_L1-026_Group-Study-Room1 | L1.026 GROUP STUDY ROOM1 | D | no usable J, so column D stands
VAV_1F_S11_002 | VAV | Included | Group Study Room2 L1.027 | entity:QNL_L1_027_GROUP_STUDY_ROOM2 |  | Study Rm2 |  | L1 | 027 | Group Study Room2 | entity:QNL_L1-027_Group-Study-Room2 | L1.027 GROUP STUDY ROOM2 | D | no usable J, so column D stands
VAV_1F_S11_003 | VAV | Included | Group Study Room3 L1.028 | entity:QNL_L1_028_GROUP_STUDY_ROOM3 |  | Cell between Study Rm2 and Study Rm 4 |  | L1 | 028 | Group Study Room3 | entity:QNL_L1-028_Group-Study-Room3 | L1.028 GROUP STUDY ROOM3 | D | no usable J, so column D stands
VAV_1F_S11_004 | VAV | Included | Information Literacy Instr 1 L1.020 | entity:QNL_L1_020_INFO_LITERACY_INSTR1 |  | Info. Literacy Instr.1 |  | L1 | 020 | INFO LITERACY INSTR1 | entity:QNL_L1-020_Info-Literacy-Instr1 | L1.020 INFO LITERACY INSTR1 | D->E | no usable J, so column D stands; D (Information Literacy Instr 1) does not match E - name taken from E
VAV_1F_S11_005 | VAV | Included | Information Literacy Instr 1 L1.020 | entity:QNL_L1_020_INFO_LITERACY_INSTR1 |  | Info. Literacy Instr.1 |  | L1 | 020 | INFO LITERACY INSTR1 | entity:QNL_L1-020_Info-Literacy-Instr1 | L1.020 INFO LITERACY INSTR1 | D->E | no usable J, so column D stands; D (Information Literacy Instr 1) does not match E - name taken from E
VAV_1F_S11_006 | VAV | Included | Infor. Lteracy Instr.2 L1.021 | entity:QNL_L1_021_INFO_LITERACY_INSTR2 |  | Info. Literacy Instr.2 |  | L1 | 021 | Infor. Lteracy Instr.2 | entity:QNL_L1-021_Infor-Lteracy-Instr-2 | L1.021 INFOR LTERACY INSTR 2 | D | no usable J, so column D stands; spelled 'Infor. Lteracy Instr.2' here and 'INFO LITERACY INSTR2' in column E - one is a typo; ../projects/QNL/QNL_Ontology.xlsx calls L1.021 'INFO-LITERACY-INSTR2'
VAV_1F_S11_007 | VAV | Included | Infor. Lteracy Instr.2 L1.021 | entity:QNL_L1_021_INFO_LITERACY_INSTR2 |  |  |  | L1 | 021 | Infor. Lteracy Instr.2 | entity:QNL_L1-021_Infor-Lteracy-Instr-2 | L1.021 INFOR LTERACY INSTR 2 | D | no usable J, so column D stands; spelled 'Infor. Lteracy Instr.2' here and 'INFO LITERACY INSTR2' in column E - one is a typo; ../projects/QNL/QNL_Ontology.xlsx calls L1.021 'INFO-LITERACY-INSTR2'
VAV_1F_S11_008 | VAV | Included | Infor. Lteracy Instr.2 L1.021 | entity:QNL_L1_021_INFO_LITERACY_INSTR2 |  |  |  | L1 | 021 | Infor. Lteracy Instr.2 | entity:QNL_L1-021_Infor-Lteracy-Instr-2 | L1.021 INFOR LTERACY INSTR 2 | D | no usable J, so column D stands; spelled 'Infor. Lteracy Instr.2' here and 'INFO LITERACY INSTR2' in column E - one is a typo; ../projects/QNL/QNL_Ontology.xlsx calls L1.021 'INFO-LITERACY-INSTR2'
VAV_1F_S11_009 | VAV | Included | Infor. Lteracy Instr.2 L1.021 | entity:QNL_L1_021_INFO_LITERACY_INSTR2 |  |  |  | L1 | 021 | Infor. Lteracy Instr.2 | entity:QNL_L1-021_Infor-Lteracy-Instr-2 | L1.021 INFOR LTERACY INSTR 2 | D | no usable J, so column D stands; spelled 'Infor. Lteracy Instr.2' here and 'INFO LITERACY INSTR2' in column E - one is a typo; ../projects/QNL/QNL_Ontology.xlsx calls L1.021 'INFO-LITERACY-INSTR2'
VAV_1F_S11_010 | VAV | Included | Infor. Lteracy Instr.2 L1.021 | entity:QNL_L1_021_INFO_LITERACY_INSTR2 |  | Info. Literacy Instr.2 |  | L1 | 021 | Infor. Lteracy Instr.2 | entity:QNL_L1-021_Infor-Lteracy-Instr-2 | L1.021 INFOR LTERACY INSTR 2 | D | no usable J, so column D stands; spelled 'Infor. Lteracy Instr.2' here and 'INFO LITERACY INSTR2' in column E - one is a typo; ../projects/QNL/QNL_Ontology.xlsx calls L1.021 'INFO-LITERACY-INSTR2'
VAV_1F_S11_011 | VAV | Included | Infor. Lteracy Instr.2 L1.021 | entity:QNL_L1_021_INFO_LITERACY_INSTR2 |  |  |  | L1 | 021 | Infor. Lteracy Instr.2 | entity:QNL_L1-021_Infor-Lteracy-Instr-2 | L1.021 INFOR LTERACY INSTR 2 | D | no usable J, so column D stands; spelled 'Infor. Lteracy Instr.2' here and 'INFO LITERACY INSTR2' in column E - one is a typo; ../projects/QNL/QNL_Ontology.xlsx calls L1.021 'INFO-LITERACY-INSTR2'
VAV_1F_S11_012 | VAV | Included | Infor. Lteracy Instr.2 L1.021 | entity:QNL_L1_021_INFO_LITERACY_INSTR2 |  |  |  | L1 | 021 | Infor. Lteracy Instr.2 | entity:QNL_L1-021_Infor-Lteracy-Instr-2 | L1.021 INFOR LTERACY INSTR 2 | D | no usable J, so column D stands; spelled 'Infor. Lteracy Instr.2' here and 'INFO LITERACY INSTR2' in column E - one is a typo; ../projects/QNL/QNL_Ontology.xlsx calls L1.021 'INFO-LITERACY-INSTR2'
VAV_1F_S11_013 | VAV | Included | Infor. Lteracy Instr.2 L1.021 | entity:QNL_L1_021_INFO_LITERACY_INSTR2 |  |  |  | L1 | 021 | Infor. Lteracy Instr.2 | entity:QNL_L1-021_Infor-Lteracy-Instr-2 | L1.021 INFOR LTERACY INSTR 2 | D | no usable J, so column D stands; spelled 'Infor. Lteracy Instr.2' here and 'INFO LITERACY INSTR2' in column E - one is a typo; ../projects/QNL/QNL_Ontology.xlsx calls L1.021 'INFO-LITERACY-INSTR2'
VAV_1F_S11_014 | VAV | Included | Computer Classroom L1.022 | entity:QNL_L1_022_COMPUTER_CLASSROOM |  |  |  | L1 | 022 | Computer Class Rm | entity:QNL_L1-022_Computer-Class-Rm | L1.022 COMPUTER CLASS RM | D | no usable J, so column D stands; ../projects/QNL/QNL_Ontology.xlsx calls L1.022 'COMPUTER-CLASSROOM'
VAV_1F_S11_015 | VAV | Included | Computer Classroom L1.022 | entity:QNL_L1_022_COMPUTER_CLASSROOM |  | Computer Class Rm |  | L1 | 022 | Computer Class Rm | entity:QNL_L1-022_Computer-Class-Rm | L1.022 COMPUTER CLASS RM | D | no usable J, so column D stands; spelled 'Computer Class Rm' on the clearest source; ../projects/QNL/QNL_Ontology.xlsx calls L1.022 'COMPUTER-CLASSROOM'
VAV_1F_S11_016 | VAV | Included | Computer Classroom L1.022 | entity:QNL_L1_022_COMPUTER_CLASSROOM |  | Computer Class Rm |  | L1 | 022 | Computer Class Rm | entity:QNL_L1-022_Computer-Class-Rm | L1.022 COMPUTER CLASS RM | D | no usable J, so column D stands; spelled 'Computer Class Rm' on the clearest source; ../projects/QNL/QNL_Ontology.xlsx calls L1.022 'COMPUTER-CLASSROOM'
VAV_1F_S11_017 | VAV | Included | Computer Classroom L1.022 | entity:QNL_L1_022_COMPUTER_CLASSROOM |  |  |  | L1 | 022 | Computer Class Rm | entity:QNL_L1-022_Computer-Class-Rm | L1.022 COMPUTER CLASS RM | D | no usable J, so column D stands; ../projects/QNL/QNL_Ontology.xlsx calls L1.022 'COMPUTER-CLASSROOM'
VAV_1F_S11_018 | VAV | Included | Computer Classroom L1.022 | entity:QNL_L1_022_COMPUTER_CLASSROOM |  |  |  | L1 | 022 | Computer Class Rm | entity:QNL_L1-022_Computer-Class-Rm | L1.022 COMPUTER CLASS RM | D | no usable J, so column D stands; ../projects/QNL/QNL_Ontology.xlsx calls L1.022 'COMPUTER-CLASSROOM'
VAV_1F_S11_019 | VAV | Included | Computer Classroom L1.022 | entity:QNL_L1_022_COMPUTER_CLASSROOM |  | Computer Classroom L1.022 |  | L1 | 022 | Computer Class Rm | entity:QNL_L1-022_Computer-Class-Rm | L1.022 COMPUTER CLASS RM | J | H has no room number and J has both, so column J stands; ../projects/QNL/QNL_Ontology.xlsx calls L1.022 'COMPUTER-CLASSROOM'
VAV_1F_S11_020 | VAV | Included | Computer Classroom L1.022 | entity:QNL_L1_022_COMPUTER_CLASSROOM |  | Computer Class Rm |  | L1 | 022 | Computer Class Rm | entity:QNL_L1-022_Computer-Class-Rm | L1.022 COMPUTER CLASS RM | D | no usable J, so column D stands; spelled 'Computer Class Rm' on the clearest source; ../projects/QNL/QNL_Ontology.xlsx calls L1.022 'COMPUTER-CLASSROOM'
VAV_1F_S11_021 | VAV | Included | Computer Classroom L1.022 | entity:QNL_L1_022_COMPUTER_CLASSROOM |  |  |  | L1 | 022 | Computer Class Rm | entity:QNL_L1-022_Computer-Class-Rm | L1.022 COMPUTER CLASS RM | D | no usable J, so column D stands; ../projects/QNL/QNL_Ontology.xlsx calls L1.022 'COMPUTER-CLASSROOM'
VAV_1F_S11_022 | VAV | Included | Group Study Room 4 L1.029 | entity:QNL_L1_029_GROUP_STUDY_ROOM4 |  | Study Rm 4 |  | L1 | 029 | Group Study Room 4 | entity:QNL_L1-029_Group-Study-Room-4 | L1.029 GROUP STUDY ROOM 4 | D | no usable J, so column D stands; ../projects/QNL/QNL_Ontology.xlsx calls L1.029 'GROUP-STUDY-ROOM4'
VAV_1F_S11_087 | VAV | Included | CHILDRENS LIBRARY SLOPE CORRIDOR L1.023 | entity:QNL_L1023_2_CORRIDOR |  |  |  | L1 | 023 | CORRIDOR | entity:QNL_L1-023_Corridor | L1.023 CORRIDOR | D->E | no usable J, so column D stands; D (CHILDRENS LIBRARY SLOPE CORRIDOR) does not match E - name taken from E; room number L1.023 disagrees with E (L1023.002)
VAV_1F_S11_088 | VAV | Included | CHILDRENS LIBRARY SLOPE CORRIDOR L1.023 | entity:QNL_L1023_2_CORRIDOR |  |  |  | L1 | 023 | CORRIDOR | entity:QNL_L1-023_Corridor | L1.023 CORRIDOR | D->E | no usable J, so column D stands; D (CHILDRENS LIBRARY SLOPE CORRIDOR) does not match E - name taken from E; room number L1.023 disagrees with E (L1023.002)
VAV_1F_S11_089 | VAV | Included | CHILDRENS LIBRARY SLOPE CORRIDOR L1.023 | entity:QNL_L1023_2_CORRIDOR |  |  |  | L1 | 023 | CORRIDOR | entity:QNL_L1-023_Corridor | L1.023 CORRIDOR | D->E | no usable J, so column D stands; D (CHILDRENS LIBRARY SLOPE CORRIDOR) does not match E - name taken from E; room number L1.023 disagrees with E (L1023.002)
VAV_1F_S11_090 | VAV | Included | CHILDRENS LIBRARY SLOPE CORRIDOR L1.023 | entity:QNL_L1023_2_CORRIDOR |  |  |  | L1 | 023 | CORRIDOR | entity:QNL_L1-023_Corridor | L1.023 CORRIDOR | D->E | no usable J, so column D stands; D (CHILDRENS LIBRARY SLOPE CORRIDOR) does not match E - name taken from E; room number L1.023 disagrees with E (L1023.002)
VAV_1F_S15_001 | VAV | Included | Media Studio1 L1.063 | entity:QNL_L1_063_MEDIA_STUDIO_1 |  |  |  | L1 | 063 | MEDIA STUDIO 1 | entity:QNL_L1-063_Media-Studio-1 | L1.063 MEDIA STUDIO 1 | D | no usable J, so column D stands; spelled 'MEDIA STUDIO 1' on the clearest source
VAV_1F_S15_002 | VAV | Included | Media Studio1 L1.063 | entity:QNL_L1_063_MEDIA_STUDIO_1 |  |  |  | L1 | 063 | MEDIA STUDIO 1 | entity:QNL_L1-063_Media-Studio-1 | L1.063 MEDIA STUDIO 1 | D | no usable J, so column D stands; spelled 'MEDIA STUDIO 1' on the clearest source
VAV_1F_S15_003 | VAV | Included | Media Studio2 L1.065 | entity:QNL_L1_065_MEDIA_STUDIO_1 |  | Media Studio1 |  | L1 | 065 | MEDIA STUDIO 1 | entity:QNL_L1-065_Media-Studio-1 | L1.065 MEDIA STUDIO 1 | D->E | no usable J, so column D stands; D (Media Studio2) does not match E - name taken from E
VAV_1F_S15_004 | VAV | Included | Media Studio2 L1.065 | entity:QNL_L1_065_MEDIA_STUDIO_1 |  | Media Studio1 |  | L1 | 065 | MEDIA STUDIO 1 | entity:QNL_L1-065_Media-Studio-1 | L1.065 MEDIA STUDIO 1 | D->E | no usable J, so column D stands; D (Media Studio2) does not match E - name taken from E
VAV_1F_S15_005 | VAV | Not Included | Head Librarian Office L1.040 | entity:QNL_L1_040_HEAD_LIBRARIAN_OFFICE |  |  |  | L1 | 040 | Head Librarian Office | entity:QNL_L1-040_Head-Librarian-Office | L1.040 HEAD LIBRARIAN OFFICE | D | no usable J, so column D stands
VAV_1F_S15_006 | VAV | Included | Children Library - Pre School Reading & Playing L1.047 | entity:QNL_L1_047_CHILDREN_LIBRARY_-_PRE_SCHOOL_READING_&_PLAYING |  | Children Library |  | L1 | 047 | Children Library - Pre School Reading & Playing | entity:QNL_L1-047_Children-Library-Pre-School-Reading-And-Playing | L1.047 CHILDREN LIBRARY PRE SCHOOL READING AND PLAYING | D | no usable J, so column D stands; ../projects/QNL/QNL_Ontology.xlsx calls L1.047 'CHILDREN-LIBRARY-PRE-SCHOOL-READING-PLAYING'
VAV_1F_S15_007 | VAV | Included | Children Library - Pre School Reading & Playing L1.047 | entity:QNL_L1_047_CHILDREN_LIBRARY_-_PRE_SCHOOL_READING_&_PLAYING |  | Children Library |  | L1 | 047 | Children Library - Pre School Reading & Playing | entity:QNL_L1-047_Children-Library-Pre-School-Reading-And-Playing | L1.047 CHILDREN LIBRARY PRE SCHOOL READING AND PLAYING | D | no usable J, so column D stands; ../projects/QNL/QNL_Ontology.xlsx calls L1.047 'CHILDREN-LIBRARY-PRE-SCHOOL-READING-PLAYING'
VAV_1F_S15_008 | VAV | Included | Children Library - Pre School Reading & Playing L1.047 | entity:QNL_L1_047_CHILDREN_LIBRARY_-_PRE_SCHOOL_READING_&_PLAYING |  | Children Library |  | L1 | 047 | Children Library - Pre School Reading & Playing | entity:QNL_L1-047_Children-Library-Pre-School-Reading-And-Playing | L1.047 CHILDREN LIBRARY PRE SCHOOL READING AND PLAYING | D | no usable J, so column D stands; ../projects/QNL/QNL_Ontology.xlsx calls L1.047 'CHILDREN-LIBRARY-PRE-SCHOOL-READING-PLAYING'
VAV_1F_S15_009 | VAV | Included | CHILDRENS LIBRARY-PRE SCHOOL COLLECTION L1.047 | entity:QNL_L1_047_CHILDREN_LIBRARY_-_PRE_SCHOOL_READING_&_PLAYING |  |  |  | L1 | 047 | CHILDREN LIBRARY - PRE SCHOOL READING & PLAYING | entity:QNL_L1-047_Children-Library-Pre-School-Reading-And-Playing | L1.047 CHILDREN LIBRARY PRE SCHOOL READING AND PLAYING | D->E | no usable J, so column D stands; D (CHILDRENS LIBRARY-PRE SCHOOL COLLECTION) does not match E - name taken from E; ../projects/QNL/QNL_Ontology.xlsx calls L1.047 'CHILDREN-LIBRARY-PRE-SCHOOL-READING-PLAYING'
VAV_1F_S15_010 | VAV | Included | CHILDRENS LIBRARY-PRE SCHOOL COLLECTION L1.047 | entity:QNL_L1_047_CHILDREN_LIBRARY_-_PRE_SCHOOL_READING_&_PLAYING |  |  |  | L1 | 047 | CHILDREN LIBRARY - PRE SCHOOL READING & PLAYING | entity:QNL_L1-047_Children-Library-Pre-School-Reading-And-Playing | L1.047 CHILDREN LIBRARY PRE SCHOOL READING AND PLAYING | D->E | no usable J, so column D stands; D (CHILDRENS LIBRARY-PRE SCHOOL COLLECTION) does not match E - name taken from E; ../projects/QNL/QNL_Ontology.xlsx calls L1.047 'CHILDREN-LIBRARY-PRE-SCHOOL-READING-PLAYING'
VAV_1F_S15_011 | VAV | Included | CHILDRENS LIBRARY-PRE SCHOOL COLLECTION L1.047 | entity:QNL_L1_047_CHILDREN_LIBRARY_-_PRE_SCHOOL_READING_&_PLAYING |  |  |  | L1 | 047 | CHILDREN LIBRARY - PRE SCHOOL READING & PLAYING | entity:QNL_L1-047_Children-Library-Pre-School-Reading-And-Playing | L1.047 CHILDREN LIBRARY PRE SCHOOL READING AND PLAYING | D->E | no usable J, so column D stands; D (CHILDRENS LIBRARY-PRE SCHOOL COLLECTION) does not match E - name taken from E; ../projects/QNL/QNL_Ontology.xlsx calls L1.047 'CHILDREN-LIBRARY-PRE-SCHOOL-READING-PLAYING'
VAV_1F_S15_012 | VAV | Included | Staff Office L1.048 | entity:QNL_L1_048_STAFF_OFFICE |  | Yellow cell south of Staff Office |  | L1 | 048 | Staff Office | entity:QNL_L1-048_Staff-Office | L1.048 STAFF OFFICE | D | no usable J, so column D stands
VAV_1F_S15_021 | VAV | Included | Prayer Room (Female) L1.104 | entity:QNL_L1_104_PRAYER_ROOM_FEMALE |  |  |  | L1 | 104 | PRAYER ROOM FEMALE | entity:QNL_L1-104_Prayer-Room-Female | L1.104 PRAYER ROOM FEMALE | D | no usable J, so column D stands
VAV_1F_S15_022 | VAV | Included | Prayer Room (Female) L1.104 | entity:QNL_L1_104_PRAYER_ROOM_FEMALE |  | Prayer Rm (Female) |  | L1 | 104 | PRAYER ROOM FEMALE | entity:QNL_L1-104_Prayer-Room-Female | L1.104 PRAYER ROOM FEMALE | D | no usable J, so column D stands
VAV_1F_S15_023 | VAV | Included | Prayer Room (Male) L1.104 | entity:QNL_L1_104_PRAYER_ROOM_FEMALE |  |  |  | L1 | 104 | PRAYER ROOM FEMALE | entity:QNL_L1-104_Prayer-Room-Female | L1.104 PRAYER ROOM FEMALE | D | no usable J, so column D stands; spelled 'Prayer Room (Male)' here and 'PRAYER ROOM FEMALE' in column E - one is a typo
VAV_1F_S15_024 | VAV | Included | Prayer Room (Male) L1.104 | entity:QNL_L1_104_PRAYER_ROOM_FEMALE |  |  |  | L1 | 104 | PRAYER ROOM FEMALE | entity:QNL_L1-104_Prayer-Room-Female | L1.104 PRAYER ROOM FEMALE | D | no usable J, so column D stands; spelled 'Prayer Room (Male)' here and 'PRAYER ROOM FEMALE' in column E - one is a typo
VAV_1F_S15_025 | VAV | Included | Ablution (Women) L1.106 | entity:QNL_L1_106_ABLUTIONWOMEN |  |  |  | L1 | 106 | Ablution (Women) | entity:QNL_L1-106_Ablution-Women | L1.106 ABLUTION WOMEN | D | no usable J, so column D stands
VAV_1F_S15_038 | VAV | Included | Ablution (Men) L1.105 | entity:QNL_L1_105_ABLUTIONMEN |  |  |  | L1 | 105 | Ablution (Men) | entity:QNL_L1-105_Ablution-Men | L1.105 ABLUTION MEN | D | no usable J, so column D stands
VAV_1F_S15_039 | VAV | Included | Green Room L1.002A | entity:QNL_L1_002A_GREEM_ROOM |  |  |  | L1 | 002A | GREEM ROOM | entity:QNL_L1-002A_Greem-Room | L1.002A GREEM ROOM | D->E | no usable J, so column D stands; D (Green Room) does not match E - name taken from E; ../projects/QNL/QNL_Ontology.xlsx calls L1.002A 'GREEN-ROOM'
VAV_1F_S15_039S | VAV | Included | Staff Office L1.048 | entity:QNL_L1_048_STAFF_OFFICE |  |  |  | L1 | 048 | Staff Office | entity:QNL_L1-048_Staff-Office | L1.048 STAFF OFFICE | D | no usable J, so column D stands
VAV_1F_S15_040 | VAV | Included | Green Room L1.002A | entity:QNL_L1_002A_GREEM_ROOM |  |  |  | L1 | 002A | GREEM ROOM | entity:QNL_L1-002A_Greem-Room | L1.002A GREEM ROOM | D->E | no usable J, so column D stands; D (Green Room) does not match E - name taken from E; ../projects/QNL/QNL_Ontology.xlsx calls L1.002A 'GREEN-ROOM'
VAV_1F_S15_096 | VAV | Included | Multipurpose Room L1.041 | entity:QNL_L1_041_MULTPURPOSE_ROOM |  | Multipurpose Rm |  | L1 | 041 | Multipurpose Room | entity:QNL_L1-041_Multipurpose-Room | L1.041 MULTIPURPOSE ROOM | D | no usable J, so column D stands; spelled 'Multipurpose Room' here and 'MULTPURPOSE ROOM' in column E - one is a typo
VAV_1F_S15_097 | VAV | Included | Multipurpose Room L1.041 | entity:QNL_L1_041_MULTPURPOSE_ROOM |  | Multipurpose Rm |  | L1 | 041 | Multipurpose Room | entity:QNL_L1-041_Multipurpose-Room | L1.041 MULTIPURPOSE ROOM | D | no usable J, so column D stands; spelled 'Multipurpose Room' here and 'MULTPURPOSE ROOM' in column E - one is a typo
VAV_1F_S15_098 | VAV | Included | Multipurpose Room L1.041 | entity:QNL_L1_041_MULTPURPOSE_ROOM |  | Multipurpose Rm |  | L1 | 041 | Multipurpose Room | entity:QNL_L1-041_Multipurpose-Room | L1.041 MULTIPURPOSE ROOM | D | no usable J, so column D stands; spelled 'Multipurpose Room' here and 'MULTPURPOSE ROOM' in column E - one is a typo
VAV_2F_S10_001 | VAV | Included | GULF MATERIAL L2 | entity:QNL_L2_992_GULF_MATERIAL |  |  |  | L2 | 992 | GULF MATERIAL | entity:QNL_L2-992_Gulf-Material | L2.992 GULF MATERIAL | D->E | no usable J, so column D stands; D (GULF MATERIAL L2) does not match E - name taken from E; no room number in the picked column - taken from E
VAV_2F_S10_002 | VAV | Included | GULF MATERIAL L2 | entity:QNL_L2_992_GULF_MATERIAL |  |  |  | L2 | 992 | GULF MATERIAL | entity:QNL_L2-992_Gulf-Material | L2.992 GULF MATERIAL | D->E | no usable J, so column D stands; D (GULF MATERIAL L2) does not match E - name taken from E; no room number in the picked column - taken from E
VAV_2F_S10_003 | VAV | Included | GULF MATERIAL L2 | entity:QNL_L2_992_GULF_MATERIAL |  |  |  | L2 | 992 | GULF MATERIAL | entity:QNL_L2-992_Gulf-Material | L2.992 GULF MATERIAL | D->E | no usable J, so column D stands; D (GULF MATERIAL L2) does not match E - name taken from E; no room number in the picked column - taken from E
VAV_2F_S10_004 | VAV | Included | GULF MATERIAL L2 | entity:QNL_L2_992_GULF_MATERIAL |  |  |  | L2 | 992 | GULF MATERIAL | entity:QNL_L2-992_Gulf-Material | L2.992 GULF MATERIAL | D->E | no usable J, so column D stands; D (GULF MATERIAL L2) does not match E - name taken from E; no room number in the picked column - taken from E
VAV_2F_S10_005 | VAV | Included | GULF MATERIAL L2 | entity:QNL_L2_992_GULF_MATERIAL |  |  |  | L2 | 992 | GULF MATERIAL | entity:QNL_L2-992_Gulf-Material | L2.992 GULF MATERIAL | D->E | no usable J, so column D stands; D (GULF MATERIAL L2) does not match E - name taken from E; no room number in the picked column - taken from E
VAV_2F_S10_006 | VAV | Included | GULF MATERIAL L2 | entity:QNL_L2_992_GULF_MATERIAL |  |  |  | L2 | 992 | GULF MATERIAL | entity:QNL_L2-992_Gulf-Material | L2.992 GULF MATERIAL | D->E | no usable J, so column D stands; D (GULF MATERIAL L2) does not match E - name taken from E; no room number in the picked column - taken from E
VAV_2F_S12_001 | VAV | Included | OPEN READING AREA L1.001 | entity:QNL_L1_001_OPEN_READING_AREA |  |  |  | L1 | 001 | OPEN READING AREA | entity:QNL_L1-001_Open-Reading-Area | L1.001 OPEN READING AREA | D | no usable J, so column D stands
VAV_2F_S12_002 | VAV | Included | OPEN READING AREA L1.001 | entity:QNL_L1_001_OPEN_READING_AREA |  |  |  | L1 | 001 | OPEN READING AREA | entity:QNL_L1-001_Open-Reading-Area | L1.001 OPEN READING AREA | D | no usable J, so column D stands
VAV_2F_S12_003 | VAV | Included | OPEN READING AREA L1.001 | entity:QNL_L1_001_OPEN_READING_AREA |  |  |  | L1 | 001 | OPEN READING AREA | entity:QNL_L1-001_Open-Reading-Area | L1.001 OPEN READING AREA | D | no usable J, so column D stands
VAV_2F_S12_004 | VAV | Included | OPEN READING AREA L1.001 | entity:QNL_L1_001_OPEN_READING_AREA |  |  |  | L1 | 001 | OPEN READING AREA | entity:QNL_L1-001_Open-Reading-Area | L1.001 OPEN READING AREA | D | no usable J, so column D stands
VAV_2F_S12_005 | VAV | Included | OPEN READING AREA L1.001 | entity:QNL_L1_001_OPEN_READING_AREA |  |  |  | L1 | 001 | OPEN READING AREA | entity:QNL_L1-001_Open-Reading-Area | L1.001 OPEN READING AREA | D | no usable J, so column D stands
VAV_2F_S12_006 | VAV | Included | OPEN READING AREA L1.001 | entity:QNL_L1_001_OPEN_READING_AREA |  |  |  | L1 | 001 | OPEN READING AREA | entity:QNL_L1-001_Open-Reading-Area | L1.001 OPEN READING AREA | D | no usable J, so column D stands
VAV_2F_S12_007 | VAV | Included | OPEN READING AREA L1.001 | entity:QNL_L1_001_OPEN_READING_AREA |  |  |  | L1 | 001 | OPEN READING AREA | entity:QNL_L1-001_Open-Reading-Area | L1.001 OPEN READING AREA | D | no usable J, so column D stands
VAV_2F_S12_008 | VAV | Included | OPEN READING AREA L1.001 | entity:QNL_L1_001_OPEN_READING_AREA |  |  |  | L1 | 001 | OPEN READING AREA | entity:QNL_L1-001_Open-Reading-Area | L1.001 OPEN READING AREA | D | no usable J, so column D stands
VAV_2F_S12_009 | VAV | Included | OPEN READING AREA L1.001 | entity:QNL_L1_001_OPEN_READING_AREA |  |  |  | L1 | 001 | OPEN READING AREA | entity:QNL_L1-001_Open-Reading-Area | L1.001 OPEN READING AREA | D | no usable J, so column D stands
VAV_2F_S12_010 | VAV | Included | BRAILLE READER L1.002 | entity:QNL_L1_002_BRAILLE_READER |  |  |  | L1 | 002 | BRAILLE READER | entity:QNL_L1-002_Braille-Reader | L1.002 BRAILLE READER | D | no usable J, so column D stands
VAV_2F_S12_011 | VAV | Included | BRAILLE READER L1.002 | entity:QNL_L1_002_BRAILLE_READER |  |  |  | L1 | 002 | BRAILLE READER | entity:QNL_L1-002_Braille-Reader | L1.002 BRAILLE READER | D | no usable J, so column D stands
VAV_2F_S12_012 | VAV | Included | TUTORING HEAD L1.003 | entity:QNL_L1_003_TUTORING_HEAD |  |  |  | L1 | 003 | TUTORING HEAD | entity:QNL_L1-003_Tutoring-Head | L1.003 TUTORING HEAD | D | no usable J, so column D stands
VAV_2F_S12_013 | VAV | Included | WRITING ROOM 1 L1.004 | entity:QNL_L1_004_WRITING_ROOM1 |  |  |  | L1 | 004 | WRITING ROOM 1 | entity:QNL_L1-004_Writing-Room-1 | L1.004 WRITING ROOM 1 | D | no usable J, so column D stands; ../projects/QNL/QNL_Ontology.xlsx calls L1.004 'WRITING-ROOM1'
VAV_2F_S12_014 | VAV | Included | WRITING HEAD L1.005 | entity:QNL_L1_005_WRITING_ROOM2 |  |  |  | L1 | 005 | WRITING ROOM 2 | entity:QNL_L1-005_Writing-Room-2 | L1.005 WRITING ROOM 2 | D->E | no usable J, so column D stands; D (WRITING HEAD) does not match E - name taken from E; ../projects/QNL/QNL_Ontology.xlsx calls L1.005 'WRITING-ROOM2'
VAV_2F_S12_015 | VAV | Included | WRITING ROOM 2 L1.005 | entity:QNL_L1_005_WRITING_ROOM2 |  |  |  | L1 | 005 | WRITING ROOM 2 | entity:QNL_L1-005_Writing-Room-2 | L1.005 WRITING ROOM 2 | D | no usable J, so column D stands; ../projects/QNL/QNL_Ontology.xlsx calls L1.005 'WRITING-ROOM2'
VAV_2F_S12_016 | VAV | Included | STUDENT CARRELS L1.007 | entity:QNL_L1_007_STUDENT_CARRLES |  |  |  | L1 | 007 | STUDENT CARRELS | entity:QNL_L1-007_Student-Carrels | L1.007 STUDENT CARRELS | D | no usable J, so column D stands; spelled 'STUDENT CARRELS' here and 'STUDENT CARRLES' in column E - one is a typo
VAV_2F_S12_017 | VAV | Included | STUDENT CARRELS L1.007 | entity:QNL_L1_007_STUDENT_CARRLES |  |  |  | L1 | 007 | STUDENT CARRELS | entity:QNL_L1-007_Student-Carrels | L1.007 STUDENT CARRELS | D | no usable J, so column D stands; spelled 'STUDENT CARRELS' here and 'STUDENT CARRLES' in column E - one is a typo
VAV_2F_S12_018 | VAV | Included | STUDENT CARRELS L1.007 | entity:QNL_L1_007_STUDENT_CARRLES |  |  |  | L1 | 007 | STUDENT CARRELS | entity:QNL_L1-007_Student-Carrels | L1.007 STUDENT CARRELS | D | no usable J, so column D stands; spelled 'STUDENT CARRELS' here and 'STUDENT CARRLES' in column E - one is a typo
VAV_2F_S12_019 | VAV | Included | STUDENT CARRELS L1.007 | entity:QNL_L1_007_STUDENT_CARRLES |  |  |  | L1 | 007 | STUDENT CARRELS | entity:QNL_L1-007_Student-Carrels | L1.007 STUDENT CARRELS | D | no usable J, so column D stands; spelled 'STUDENT CARRELS' here and 'STUDENT CARRLES' in column E - one is a typo
VAV_2F_S12_020 | VAV | Included | STUDENT CARRELS L1.007 | entity:QNL_L1_007_STUDENT_CARRLES |  |  |  | L1 | 007 | STUDENT CARRELS | entity:QNL_L1-007_Student-Carrels | L1.007 STUDENT CARRELS | D | no usable J, so column D stands; spelled 'STUDENT CARRELS' here and 'STUDENT CARRLES' in column E - one is a typo
VAV_2F_S12_021 | VAV | Included | Breakout Space L2.010 | entity:QNL_L2_010_BREAKOUT_SPACE |  | Breakout space |  | L2 | 010 | Breakout Space | entity:QNL_L2-010_Breakout-Space | L2.010 BREAKOUT SPACE | D | no usable J, so column D stands
VAV_2F_S12_022 | VAV | Included | Circulation Office L2.011 | entity:QNL_L2_011_CTRCULATION_OFFICE |  | Circulation Office |  | L2 | 011 | Circulation Office | entity:QNL_L2-011_Circulation-Office | L2.011 CIRCULATION OFFICE | D | no usable J, so column D stands; spelled 'Circulation Office' here and 'CTRCULATION OFFICE' in column E - one is a typo
VAV_2F_S12_023 | VAV | Included | Office SpL Collection L2.012 | entity:QNL_L2_012_OFFICE_SPEC_COL |  |  |  | L2 | 012 | OFFICE SPEC COL | entity:QNL_L2-012_Office-Spec-Col | L2.012 OFFICE SPEC COL | D->E | no usable J, so column D stands; D (Office SpL Collection) does not match E - name taken from E
VAV_2F_S12_024 | VAV | Included | Office SpL Collection L2.013 | entity:QNL_L2_013_OFFICE_SPEC_COL |  |  |  | L2 | 013 | OFFICE SPEC COL | entity:QNL_L2-013_Office-Spec-Col | L2.013 OFFICE SPEC COL | D->E | no usable J, so column D stands; D (Office SpL Collection) does not match E - name taken from E
VAV_2F_S12_025 | VAV | Included | CORRIDOR L2 | entity:QNL_L2_993_CORRIDOR |  |  |  | L2 | 993 | CORRIDOR | entity:QNL_L2-993_Corridor | L2.993 CORRIDOR | D->E | no usable J, so column D stands; D (CORRIDOR L2) does not match E - name taken from E; no room number in the picked column - taken from E; the screen names this room without numbering it and the register gives 'CORRIDOR' more than one reference, so L2.993 is kept from the same row - needs a check
VAV_2F_S12_026 | VAV | Included | Circulation Office L2.011 | entity:QNL_L2_011_CTRCULATION_OFFICE |  | Circulation Office |  | L2 | 011 | Circulation Office | entity:QNL_L2-011_Circulation-Office | L2.011 CIRCULATION OFFICE | D | no usable J, so column D stands; spelled 'Circulation Office' here and 'CTRCULATION OFFICE' in column E - one is a typo
VAV_2F_S12_027 | VAV | Included | Group Study Room 7 L2.017 | entity:QNL_L2_017_40_GROUP_STUDY_ROOM_7 |  |  |  | L2 | 017 | 40 GROUP STUDY ROOM 7 | entity:QNL_L2-017_40-Group-Study-Room-7 | L2.017 40 GROUP STUDY ROOM 7 | D | no usable J, so column D stands; spelled 'Group Study Room 7' here and '40 GROUP STUDY ROOM 7' in column E - one is a typo; spelled '40 GROUP STUDY ROOM 7' on the clearest source
VAV_2F_S12_028 | VAV | Included | Meeting Room L2.018 | entity:QNL_L2_018_GROUP_STUDY_ROOM_8 |  |  |  | L2 | 018 | GROUP STUDY ROOM 8 | entity:QNL_L2-018_Group-Study-Room-8 | L2.018 GROUP STUDY ROOM 8 | D->E | no usable J, so column D stands; D (Meeting Room) does not match E - name taken from E
VAV_2F_S12_029 | VAV | Included | Group Study Room 7 L2.017 | entity:QNL_L2_017_40_GROUP_STUDY_ROOM_7 |  | Group Study Rm 7 |  | L2 | 017 | 40 GROUP STUDY ROOM 7 | entity:QNL_L2-017_40-Group-Study-Room-7 | L2.017 40 GROUP STUDY ROOM 7 | D | no usable J, so column D stands; spelled 'Group Study Room 7' here and '40 GROUP STUDY ROOM 7' in column E - one is a typo; spelled '40 GROUP STUDY ROOM 7' on the clearest source
VAV_2F_S12_097 | VAV | Included | Group Study Room 8 L2.018 | entity:QNL_L2_018_GROUP_STUDY_ROOM_8 |  |  |  | L2 | 018 | Group Study Room 8 | entity:QNL_L2-018_Group-Study-Room-8 | L2.018 GROUP STUDY ROOM 8 | D | no usable J, so column D stands
VAV_2F_S13_001 | VAV | Not Included | Lib. Director's Room L2.044 | entity:QNL_L2_044_LIBDIRECTORS_ROOM |  | Lib. Director's Rm |  | L2 | 044 | Lib. Director's Room | entity:QNL_L2-044_Lib-Directors-Room | L2.044 LIB DIRECTOR S ROOM | D | no usable J, so column D stands; ../projects/QNL/QNL_Ontology.xlsx calls L2.044 'LIB-DIRECTORS-ROOM'
VAV_2F_S13_002 | VAV | Not Included | Lib. Director's Room L2.044 | entity:QNL_L2_044_LIBDIRECTORS_ROOM |  |  |  | L2 | 044 | Lib. Director's Room | entity:QNL_L2-044_Lib-Directors-Room | L2.044 LIB DIRECTOR S ROOM | D | no usable J, so column D stands; ../projects/QNL/QNL_Ontology.xlsx calls L2.044 'LIB-DIRECTORS-ROOM'
VAV_2F_S13_003 | VAV | Included | Service & Lounge L2.043 | entity:QNL_L2_043_SERVICE_&_LOUNGE |  | Service & Lounge |  | L2 | 043 | Service & Lounge | entity:QNL_L2-043_Service-And-Lounge | L2.043 SERVICE AND LOUNGE | D | no usable J, so column D stands; ../projects/QNL/QNL_Ontology.xlsx calls L2.043 'SERVICE-LOUNGE'
VAV_2F_S13_004 | VAV | Included | Transl.Spc& Space ED L2.014 | entity:QNL_L2_014_TRANS_SPC_AND_SPACE_ED |  |  |  | L2 | 014 | TRANS SPC AND SPACE ED | entity:QNL_L2-014_Trans-Spc-And-Space-Ed | L2.014 TRANS SPC AND SPACE ED | D | no usable J, so column D stands; spelled 'Transl.Spc& Space ED' here and 'TRANS SPC AND SPACE ED' in column E - one is a typo; spelled 'TRANS SPC AND SPACE ED' on the clearest source; ../projects/QNL/QNL_Ontology.xlsx calls L2.014 'TRANSL-SPC-EDI-PUBLICATIONS-SPC'
VAV_2F_S13_005 | VAV | Included | LIBR COM REL SPC & EVENTS SPC L2.021 | entity:QNL_L2_021_LIBR_COM_REL_SPC_AND_EVENTS_SPC |  |  |  | L2 | 021 | LIBR COM REL SPC & EVENTS SPC | entity:QNL_L2-021_Libr-Com-Rel-Spc-And-Events-Spc | L2.021 LIBR COM REL SPC AND EVENTS SPC | D | no usable J, so column D stands; ../projects/QNL/QNL_Ontology.xlsx calls L2.021 'LIBR-COM-REO-EVENTS-SPC'
VAV_2F_S13_006 | VAV | Included | ACD PERS LIBRARIAN L2.022 | entity:QNL_L2_022_ACADEMIC_PERS_LIBRARIA |  |  |  | L2 | 022 | ACADEMIC PERS LIBRARIA | entity:QNL_L2-022_Academic-Pers-Libraria | L2.022 ACADEMIC PERS LIBRARIA | D->E | no usable J, so column D stands; D (ACD PERS LIBRARIAN) does not match E - name taken from E; ../projects/QNL/QNL_Ontology.xlsx calls L2.022 'ACADEMIC-PERS-LIBRARIAN'
VAV_2F_S13_007 | VAV | Included | AD ADMIN & PLANNING L2.023 | entity:QNL_L2_023_AD_ADMIN_&_PLANNING |  |  |  | L2 | 023 | AD ADMIN & PLANNING | entity:QNL_L2-023_Ad-Admin-And-Planning | L2.023 AD ADMIN AND PLANNING | D | no usable J, so column D stands; ../projects/QNL/QNL_Ontology.xlsx calls L2.023 'AD-ADMIN-PLANNING'
VAV_2F_S13_008 | VAV | Included | Office Coord L2.024 | entity:QNL_L2_024_OFFICE_COORD |  | Office Coord |  | L2 | 024 | Office Coord | entity:QNL_L2-024_Office-Coord | L2.024 OFFICE COORD | D | no usable J, so column D stands
VAV_2F_S13_009 | VAV | Included | OPEN OFFICE L2.025 | entity:QNL_L2_025_OPEN_OFFICE |  |  |  | L2 | 025 | OPEN OFFICE | entity:QNL_L2-025_Open-Office | L2.025 OPEN OFFICE | D | no usable J, so column D stands
VAV_2F_S13_010 | VAV | Included | CORRIDOR L2 | entity:QNL_L2_993_CORRIDOR |  |  |  | L2 | 993 | CORRIDOR | entity:QNL_L2-993_Corridor | L2.993 CORRIDOR | D->E | no usable J, so column D stands; D (CORRIDOR L2) does not match E - name taken from E; no room number in the picked column - taken from E; the screen names this room without numbering it and the register gives 'CORRIDOR' more than one reference, so L2.993 is kept from the same row - needs a check
VAV_2F_S13_011 | VAV | Included | CORRIDOR L2 | entity:QNL_L2_993_CORRIDOR |  |  |  | L2 | 993 | CORRIDOR | entity:QNL_L2-993_Corridor | L2.993 CORRIDOR | D->E | no usable J, so column D stands; D (CORRIDOR L2) does not match E - name taken from E; no room number in the picked column - taken from E; the screen names this room without numbering it and the register gives 'CORRIDOR' more than one reference, so L2.993 is kept from the same row - needs a check
VAV_2F_S13_012 | VAV | Included | CORRIDOR L2 | entity:QNL_L2_993_CORRIDOR |  |  |  | L2 | 993 | CORRIDOR | entity:QNL_L2-993_Corridor | L2.993 CORRIDOR | D->E | no usable J, so column D stands; D (CORRIDOR L2) does not match E - name taken from E; no room number in the picked column - taken from E; the screen names this room without numbering it and the register gives 'CORRIDOR' more than one reference, so L2.993 is kept from the same row - needs a check
VAV_2F_S13_013 | VAV | Included | CORRIDOR L2 | entity:QNL_L2_993_CORRIDOR |  |  |  | L2 | 993 | CORRIDOR | entity:QNL_L2-993_Corridor | L2.993 CORRIDOR | D->E | no usable J, so column D stands; D (CORRIDOR L2) does not match E - name taken from E; no room number in the picked column - taken from E; the screen names this room without numbering it and the register gives 'CORRIDOR' more than one reference, so L2.993 is kept from the same row - needs a check
VAV_2F_S13_014 | VAV | Included | CORRIDOR L2 | entity:QNL_L2_993_CORRIDOR |  |  |  | L2 | 993 | CORRIDOR | entity:QNL_L2-993_Corridor | L2.993 CORRIDOR | D->E | no usable J, so column D stands; D (CORRIDOR L2) does not match E - name taken from E; no room number in the picked column - taken from E; the screen names this room without numbering it and the register gives 'CORRIDOR' more than one reference, so L2.993 is kept from the same row - needs a check
VAV_2F_S13_015 | VAV | Included | CORRIDOR L2 | entity:QNL_L2_993_CORRIDOR |  |  |  | L2 | 993 | CORRIDOR | entity:QNL_L2-993_Corridor | L2.993 CORRIDOR | D->E | no usable J, so column D stands; D (CORRIDOR L2) does not match E - name taken from E; no room number in the picked column - taken from E; the screen names this room without numbering it and the register gives 'CORRIDOR' more than one reference, so L2.993 is kept from the same row - needs a check
VAV_2F_S13_016 | VAV | Not Included | VIP Waiting ROOM L2.048 | entity:QNL_L2_048_VIP_WATING |  |  |  | L2 | 048 | VIP WATING | entity:QNL_L2-048_VIP-Wating | L2.048 VIP WATING | D->E | no usable J, so column D stands; D (VIP Waiting ROOM) does not match E - name taken from E; ../projects/QNL/QNL_Ontology.xlsx calls L2.048 'VIP-WAITING'
VAV_2F_S14_001 | VAV | Included | PUBLIC SERVICES L1.080 | entity:QNL_L1_080_PUBLIC_SERVICE |  |  |  | L1 | 080 | PUBLIC SERVICES | entity:QNL_L1-080_Public-Services | L1.080 PUBLIC SERVICES | D | no usable J, so column D stands; spelled 'PUBLIC SERVICES' here and 'PUBLIC SERVICE' in column E - one is a typo; ../projects/QNL/QNL_Ontology.xlsx calls L1.080 'PUBLIC-SERVICE'
VAV_2F_S14_002 | VAV | Included | PUBLIC SERVICES L1.080 | entity:QNL_L1_080_PUBLIC_SERVICE |  |  |  | L1 | 080 | PUBLIC SERVICES | entity:QNL_L1-080_Public-Services | L1.080 PUBLIC SERVICES | D | no usable J, so column D stands; spelled 'PUBLIC SERVICES' here and 'PUBLIC SERVICE' in column E - one is a typo; ../projects/QNL/QNL_Ontology.xlsx calls L1.080 'PUBLIC-SERVICE'
VAV_2F_S14_003 | VAV | Included | PUBLIC SERVICES L1.080 | entity:QNL_L1_080_PUBLIC_SERVICE |  |  |  | L1 | 080 | PUBLIC SERVICES | entity:QNL_L1-080_Public-Services | L1.080 PUBLIC SERVICES | D | no usable J, so column D stands; spelled 'PUBLIC SERVICES' here and 'PUBLIC SERVICE' in column E - one is a typo; ../projects/QNL/QNL_Ontology.xlsx calls L1.080 'PUBLIC-SERVICE'
VAV_2F_S14_004 | VAV | Included | PUBLIC SERVICES L1.080 | entity:QNL_L1_080_PUBLIC_SERVICE |  |  |  | L1 | 080 | PUBLIC SERVICES | entity:QNL_L1-080_Public-Services | L1.080 PUBLIC SERVICES | D | no usable J, so column D stands; spelled 'PUBLIC SERVICES' here and 'PUBLIC SERVICE' in column E - one is a typo; ../projects/QNL/QNL_Ontology.xlsx calls L1.080 'PUBLIC-SERVICE'
VAV_2F_S14_005 | VAV | Included | BIBLIOGRAPHER 1 L1.081 | entity:QNL_L1_081_BIBLIOGRANHER1 |  |  |  | L1 | 081 | BIBLIOGRAPHER 1 | entity:QNL_L1-081_Bibliographer-1 | L1.081 BIBLIOGRAPHER 1 | D | no usable J, so column D stands; spelled 'BIBLIOGRAPHER 1' here and 'BIBLIOGRANHER1' in column E - one is a typo; ../projects/QNL/QNL_Ontology.xlsx calls L1.081 'BIBLIOGRAPHER1'
VAV_2F_S14_006 | VAV | Included | BIBLIOGRAPHER 2 L1.082 | entity:QNL_L1_082_BIBLIOGRAPHER2 |  |  |  | L1 | 082 | BIBLIOGRAPHER 2 | entity:QNL_L1-082_Bibliographer-2 | L1.082 BIBLIOGRAPHER 2 | D | no usable J, so column D stands; ../projects/QNL/QNL_Ontology.xlsx calls L1.082 'BIBLIOGRAPHER2'
VAV_2F_S14_007 | VAV | Included | SPEC COLL & ARCH L1.083 | entity:QNL_L1_083_SPEC_COLL&ARCH |  |  |  | L1 | 083 | SPEC COLL & ARCH | entity:QNL_L1-083_Spec-Coll-And-Arch | L1.083 SPEC COLL AND ARCH | D | no usable J, so column D stands; ../projects/QNL/QNL_Ontology.xlsx calls L1.083 'SPEC-COLL-ARCH'
VAV_2F_S14_008 | VAV | Included | R&L SERVICES L1.084 | entity:QNL_L1_084_R&L_SERVICES |  |  |  | L1 | 084 | R&L SERVICES | entity:QNL_L1-084_R-And-L-Services | L1.084 R AND L SERVICES | D | no usable J, so column D stands; ../projects/QNL/QNL_Ontology.xlsx calls L1.084 'R-L-SERVICES'
VAV_2F_S14_009 | VAV | Included | AD. PUBLIC SERVICE L1.085 | entity:QNL_L1_085_ADPUBLIC_SERVICE |  |  |  | L1 | 085 | AD. PUBLIC SERVICE | entity:QNL_L1-085_Ad-Public-Service | L1.085 AD PUBLIC SERVICE | D | no usable J, so column D stands
VAV_2F_S14_010 | VAV | Included | REF LIBRARIAN L1.086 | entity:QNL_L1_086_REF_LIBRARIAN_1 |  |  |  | L1 | 086 | REF LIBRARIAN 1 | entity:QNL_L1-086_Ref-Librarian-1 | L1.086 REF LIBRARIAN 1 | D->E | no usable J, so column D stands; D (REF LIBRARIAN) does not match E - name taken from E
VAV_2F_S14_011 | VAV | Included | REF LIBRARIAN L1.087 | entity:QNL_L1_087_REF_LIBRARIAN_2 |  |  |  | L1 | 087 | REF LIBRARIAN 2 | entity:QNL_L1-087_Ref-Librarian-2 | L1.087 REF LIBRARIAN 2 | D->E | no usable J, so column D stands; D (REF LIBRARIAN) does not match E - name taken from E
VAV_2F_S14_012 | VAV | Included | REF LIBRARIAN L1.088 | entity:QNL_L1_088_REF_LIBRARIAN_3 |  |  |  | L1 | 088 | REF LIBRARIAN 3 | entity:QNL_L1-088_Ref-Librarian-3 | L1.088 REF LIBRARIAN 3 | D->E | no usable J, so column D stands; D (REF LIBRARIAN) does not match E - name taken from E
VAV_2F_S14_013 | VAV | Included | REF LIBRARIAN L1.089 | entity:QNL_L1_089_REF_LIBRARIAN_4 |  |  |  | L1 | 089 | REF LIBRARIAN 4 | entity:QNL_L1-089_Ref-Librarian-4 | L1.089 REF LIBRARIAN 4 | D->E | no usable J, so column D stands; D (REF LIBRARIAN) does not match E - name taken from E
VAV_2F_S14_014 | VAV | Included | REF LIBRARIAN L1.090 | entity:QNL_L1_090_REF_LIBRARIAN_5 |  |  |  | L1 | 090 | REF LIBRARIAN 5 | entity:QNL_L1-090_Ref-Librarian-5 | L1.090 REF LIBRARIAN 5 | D->E | no usable J, so column D stands; D (REF LIBRARIAN) does not match E - name taken from E
VAV_2F_S14_015 | VAV | Included | REF LIBRARIAN L1.091 | entity:QNL_L1_091_REF_LIBRARIAN_6 |  |  |  | L1 | 091 | REF LIBRARIAN 6 | entity:QNL_L1-091_Ref-Librarian-6 | L1.091 REF LIBRARIAN 6 | D->E | no usable J, so column D stands; D (REF LIBRARIAN) does not match E - name taken from E
VAV_2F_S14_016 | VAV | Included | REF LIBRARIAN L1.092 | entity:QNL_L1_092_REF_LIBRARIAN_7 |  |  |  | L1 | 092 | REF LIBRARIAN 7 | entity:QNL_L1-092_Ref-Librarian-7 | L1.092 REF LIBRARIAN 7 | D->E | no usable J, so column D stands; D (REF LIBRARIAN) does not match E - name taken from E
VAV_2F_S14_017 | VAV | Included | REF LIBRARIAN L1.093 | entity:QNL_L1_093_REF_LIBRARIAN_8 |  |  |  | L1 | 093 | REF LIBRARIAN 8 | entity:QNL_L1-093_Ref-Librarian-8 | L1.093 REF LIBRARIAN 8 | D->E | no usable J, so column D stands; D (REF LIBRARIAN) does not match E - name taken from E
VAV_2F_S14_018 | VAV | Included | REF LIBRARIAN L1.094 | entity:QNL_L1_094_REF_LIBRARIAN_9 |  |  |  | L1 | 094 | REF LIBRARIAN 9 | entity:QNL_L1-094_Ref-Librarian-9 | L1.094 REF LIBRARIAN 9 | D->E | no usable J, so column D stands; D (REF LIBRARIAN) does not match E - name taken from E
VAV_2F_S14_019 | VAV | Included | REF LIBRARIAN L1.095 | entity:QNL_L1_095_REF_LIBRARIAN_10 |  |  |  | L1 | 095 | REF LIBRARIAN 10 | entity:QNL_L1-095_Ref-Librarian-10 | L1.095 REF LIBRARIAN 10 | D->E | no usable J, so column D stands; D (REF LIBRARIAN) does not match E - name taken from E
VAV_2F_S14_020 | VAV | Included | REF LIBRARIAN L1.096 | entity:QNL_L1_096_REF_LIBRARIAN_11 |  |  |  | L1 | 096 | REF LIBRARIAN 11 | entity:QNL_L1-096_Ref-Librarian-11 | L1.096 REF LIBRARIAN 11 | D->E | no usable J, so column D stands; D (REF LIBRARIAN) does not match E - name taken from E
VAV_2F_S14_021 | VAV | Included | REF LIBRARIAN L1.097 | entity:QNL_L1_097_REF_LIBRARIAN_12 |  |  |  | L1 | 097 | REF LIBRARIAN 12 | entity:QNL_L1-097_Ref-Librarian-12 | L1.097 REF LIBRARIAN 12 | D->E | no usable J, so column D stands; D (REF LIBRARIAN) does not match E - name taken from E
VAV_2F_S15_001 | VAV | Not Included | VIP Room L2.051 | entity:QNL_L2_051_VIP_ROOM |  |  |  | L2 | 051 | VIP Room | entity:QNL_L2-051_VIP-Room | L2.051 VIP ROOM | D | no usable J, so column D stands
VAV_2F_S15_002 | VAV | Not Included | VIP Room L2.051 | entity:QNL_L2_051_VIP_ROOM |  | VIP Rm |  | L2 | 051 | VIP Room | entity:QNL_L2-051_VIP-Room | L2.051 VIP ROOM | D | no usable J, so column D stands
VAV_2F_S15_003 | VAV | Not Included | VIP Room L2.051 | entity:QNL_L2_051_VIP_ROOM |  |  |  | L2 | 051 | VIP Room | entity:QNL_L2-051_VIP-Room | L2.051 VIP ROOM | D | no usable J, so column D stands
VAV_2F_S15_004 | VAV | Not Included | VIP Room L2.051 | entity:QNL_L2_051_VIP_ROOM |  |  |  | L2 | 051 | VIP Room | entity:QNL_L2-051_VIP-Room | L2.051 VIP ROOM | D | no usable J, so column D stands
VAV_2F_S15_005 | VAV | Not Included | MAJLIS-VIP Meeting L2.046 | entity:QNL_L2_046_VIP_MEETING |  |  |  | L2 | 046 | VIP MEETING | entity:QNL_L2-046_VIP-Meeting | L2.046 VIP MEETING | D->E | no usable J, so column D stands; D (MAJLIS-VIP Meeting) does not match E - name taken from E
VAV_B_S10_001 | VAV | Included | DIGITISATION AREA B.200 | entity:QNL_B_200_DIGITIZATION |  |  |  | B | 200 | DIGITIZATION | entity:QNL_B-200_Digitization | B.200 DIGITIZATION | D->E | no usable J, so column D stands; D (DIGITISATION AREA) does not match E - name taken from E
VAV_B_S10_002 | VAV | Included | DIGITISATION AREA B.200 | entity:QNL_B_200_DIGITIZATION |  |  |  | B | 200 | DIGITIZATION | entity:QNL_B-200_Digitization | B.200 DIGITIZATION | D->E | no usable J, so column D stands; D (DIGITISATION AREA) does not match E - name taken from E
VAV_B_S10_003 | VAV | Included | DIGITISATION AREA B.200 | entity:QNL_B_200_DIGITIZATION |  |  |  | B | 200 | DIGITIZATION | entity:QNL_B-200_Digitization | B.200 DIGITIZATION | D->E | no usable J, so column D stands; D (DIGITISATION AREA) does not match E - name taken from E
VAV_B_S10_004 | VAV | Included | DIGITISATION AREA B.200 | entity:QNL_B_200_DIGITIZATION |  |  |  | B | 200 | DIGITIZATION | entity:QNL_B-200_Digitization | B.200 DIGITIZATION | D->E | no usable J, so column D stands; D (DIGITISATION AREA) does not match E - name taken from E
VAV_B_S10_005 | VAV | Included | DIGITISATION AREA B.200 | entity:QNL_B_200_DIGITIZATION |  |  |  | B | 200 | DIGITIZATION | entity:QNL_B-200_Digitization | B.200 DIGITIZATION | D->E | no usable J, so column D stands; D (DIGITISATION AREA) does not match E - name taken from E
VAV_B_S10_006 | VAV | Included | DIGITISATION AREA B.200 | entity:QNL_B_200_DIGITIZATION |  |  |  | B | 200 | DIGITIZATION | entity:QNL_B-200_Digitization | B.200 DIGITIZATION | D->E | no usable J, so column D stands; D (DIGITISATION AREA) does not match E - name taken from E
VAV_B_S10_007 | VAV | Included | DIGITISATION AREA B.200 | entity:QNL_B_200_DIGITIZATION |  |  |  | B | 200 | DIGITIZATION | entity:QNL_B-200_Digitization | B.200 DIGITIZATION | D->E | no usable J, so column D stands; D (DIGITISATION AREA) does not match E - name taken from E
VAV_B_S10_008 | VAV | Included | DIGITISATION AREA B.200 | entity:QNL_B_200_DIGITIZATION |  |  |  | B | 200 | DIGITIZATION | entity:QNL_B-200_Digitization | B.200 DIGITIZATION | D->E | no usable J, so column D stands; D (DIGITISATION AREA) does not match E - name taken from E
VAV_B_S10_009 | VAV | Included | TECHNICAL SERVICES B.203 | entity:QNL_B_204_TECHNICAL_SERVICES |  |  |  | B | 203 | TECHNICAL SERVICES | entity:QNL_B-203_Technical-Services | B.203 TECHNICAL SERVICES | D | no usable J, so column D stands; room number B.203 disagrees with E (B.204); ../projects/QNL/QNL_Ontology.xlsx calls B.203 'STORAGE-ROOM'
VAV_B_S10_010 | VAV | Included | TECHNICAL SERVICES B.204 | entity:QNL_B_204_TECHNICAL_SERVICES |  | Technical Services |  | B | 204 | TECHNICAL SERVICES | entity:QNL_B-204_Technical-Services | B.204 TECHNICAL SERVICES | D | no usable J, so column D stands
VAV_B_S10_011 | VAV | Included | TECHNICAL SERVICES B.204 | entity:QNL_B_204_TECHNICAL_SERVICES |  | Technical Services |  | B | 204 | TECHNICAL SERVICES | entity:QNL_B-204_Technical-Services | B.204 TECHNICAL SERVICES | D | no usable J, so column D stands
VAV_B_S10_012 | VAV | Included | CR6 CONVERSATION WORK AREA B.209 | entity:QNL_B_209_CONSERVATION_WORK_AREA |  |  |  | B | 209 | CONSERVATION WORK AREA | entity:QNL_B-209_Conservation-Work-Area | B.209 CONSERVATION WORK AREA | D->E | no usable J, so column D stands; D (CR6 CONVERSATION WORK AREA) does not match E - name taken from E
VAV_B_S10_013 | VAV | Included | CR6 CONVERSATION WORK AREA B.209 | entity:QNL_B_209_CONSERVATION_WORK_AREA |  |  |  | B | 209 | CONSERVATION WORK AREA | entity:QNL_B-209_Conservation-Work-Area | B.209 CONSERVATION WORK AREA | D->E | no usable J, so column D stands; D (CR6 CONVERSATION WORK AREA) does not match E - name taken from E
VAV_B_S10_014 | VAV | Included | CR6 CONVERSATION WORK AREA B.209 | entity:QNL_B_209_CONSERVATION_WORK_AREA |  |  |  | B | 209 | CONSERVATION WORK AREA | entity:QNL_B-209_Conservation-Work-Area | B.209 CONSERVATION WORK AREA | D->E | no usable J, so column D stands; D (CR6 CONVERSATION WORK AREA) does not match E - name taken from E
VAV_B_S10_015 | VAV | Included | INSTRUCTION OUTREACH B.206 | entity:QNL_B_206_INSTRUCTION_OUTREACH |  |  |  | B | 206 | INSTRUCTION OUTREACH | entity:QNL_B-206_Instruction-Outreach | B.206 INSTRUCTION OUTREACH | D | no usable J, so column D stands
VAV_B_S10_016 | VAV | Included | MULTIMEDIA PRESENTATION B.205 | entity:QNL_B_205_INSTRUCTION_PRESENTATION |  | Instruction Presentation |  | B | 205 | INSTRUCTION PRESENTATION | entity:QNL_B-205_Instruction-Presentation | B.205 INSTRUCTION PRESENTATION | D->E | no usable J, so column D stands; D (MULTIMEDIA PRESENTATION) does not match E - name taken from E
VAV_B_S10_017 | VAV | Included | MULTIMEDIA PRESENTATION B.205 | entity:QNL_B_205_INSTRUCTION_PRESENTATION |  | Instruction Presentation |  | B | 205 | INSTRUCTION PRESENTATION | entity:QNL_B-205_Instruction-Presentation | B.205 INSTRUCTION PRESENTATION | D->E | no usable J, so column D stands; D (MULTIMEDIA PRESENTATION) does not match E - name taken from E
VAV_B_S10_018 | VAV | Included | MULTIMEDIA PRESENTATION B.205 | entity:QNL_B_205_INSTRUCTION_PRESENTATION |  |  |  | B | 205 | INSTRUCTION PRESENTATION | entity:QNL_B-205_Instruction-Presentation | B.205 INSTRUCTION PRESENTATION | D->E | no usable J, so column D stands; D (MULTIMEDIA PRESENTATION) does not match E - name taken from E
VAV_B_S10_019 | VAV | Included | CR6 PROF LIBRARIAN B.208 | entity:QNL_B_208_PROF_LIBRARIAN |  |  |  | B | 208 | PROF LIBRARIAN | entity:QNL_B-208_Prof-Librarian | B.208 PROF LIBRARIAN | D->E | no usable J, so column D stands; D (CR6 PROF LIBRARIAN) does not match E - name taken from E
VAV_B_S10_020 | VAV | Included | Reserchers Reading Area B.207 | entity:QNL_B_207_PRESEARCHERS_READING_AREA |  | Researchers Reading Area |  | B | 207 | Reserchers Reading Area | entity:QNL_B-207_Reserchers-Reading-Area | B.207 RESERCHERS READING AREA | D | no usable J, so column D stands; spelled 'Reserchers Reading Area' here and 'PRESEARCHERS READING AREA' in column E - one is a typo; ../projects/QNL/QNL_Ontology.xlsx calls B.207 'RESEARCHERS-READING-AREA'
VAV_B_S10_021 | VAV | Included | Reserchers Reading Area B.207 | entity:QNL_B_207_PRESEARCHERS_READING_AREA |  | Researchers Reading Area |  | B | 207 | Reserchers Reading Area | entity:QNL_B-207_Reserchers-Reading-Area | B.207 RESERCHERS READING AREA | D | no usable J, so column D stands; spelled 'Reserchers Reading Area' here and 'PRESEARCHERS READING AREA' in column E - one is a typo; ../projects/QNL/QNL_Ontology.xlsx calls B.207 'RESEARCHERS-READING-AREA'
VAV_B_S10_022 | VAV | Included | Reserchers Reading Area B.207 | entity:QNL_B_207_PRESEARCHERS_READING_AREA |  | Researchers Reading Area |  | B | 207 | Reserchers Reading Area | entity:QNL_B-207_Reserchers-Reading-Area | B.207 RESERCHERS READING AREA | D | no usable J, so column D stands; spelled 'Reserchers Reading Area' here and 'PRESEARCHERS READING AREA' in column E - one is a typo; ../projects/QNL/QNL_Ontology.xlsx calls B.207 'RESEARCHERS-READING-AREA'
VAV_B_S10_023 | VAV | Included | Reserchers Reading Area B.207 | entity:QNL_B_207_PRESEARCHERS_READING_AREA |  | Researchers Reading Area |  | B | 207 | Reserchers Reading Area | entity:QNL_B-207_Reserchers-Reading-Area | B.207 RESERCHERS READING AREA | D | no usable J, so column D stands; spelled 'Reserchers Reading Area' here and 'PRESEARCHERS READING AREA' in column E - one is a typo; ../projects/QNL/QNL_Ontology.xlsx calls B.207 'RESEARCHERS-READING-AREA'
VAV_B_S10_024 | VAV | Included | DIGITISATION AREA B.200 | entity:QNL_B_200_DIGITIZATION |  | Digitization |  | B | 200 | DIGITIZATION | entity:QNL_B-200_Digitization | B.200 DIGITIZATION | D->E | no usable J, so column D stands; D (DIGITISATION AREA) does not match E - name taken from E
VAV_B_S11_001 | VAV | Included | Break Out Area B.001A | entity:QNL_B_001A_BREAK_OUT_AREA |  | Break Out Area |  | B | 001A | Break Out Area | entity:QNL_B-001A_Break-Out-Area | B.001A BREAK OUT AREA | D | no usable J, so column D stands
VAV_B_S11_002 | VAV | Included | Break Out Area B.001A | entity:QNL_B_001A_BREAK_OUT_AREA |  | Break Out Area |  | B | 001A | Break Out Area | entity:QNL_B-001A_Break-Out-Area | B.001A BREAK OUT AREA | D | no usable J, so column D stands
VAV_B_S11_003 | VAV | Included | Tech, Services & Collections Office B.001 | entity:QNL_B_001_TECH_SERVICES_AND_COLLECTIONS_OFFICE |  | Tech.Services & Collections Office |  | B | 001 | Tech, Services & Collections Office | entity:QNL_B-001_Tech-Services-And-Collections-Office | B.001 TECH SERVICES AND COLLECTIONS OFFICE | D | no usable J, so column D stands
VAV_B_S11_004 | VAV | Included | Tech, Services & Collections Office B.001 | entity:QNL_B_001_TECH_SERVICES_AND_COLLECTIONS_OFFICE |  | Tech.Services & Collections Office |  | B | 001 | Tech, Services & Collections Office | entity:QNL_B-001_Tech-Services-And-Collections-Office | B.001 TECH SERVICES AND COLLECTIONS OFFICE | D | no usable J, so column D stands
VAV_B_S11_005 | VAV | Included | Tech, Services & Collections Office B.001 | entity:QNL_B_001_TECH_SERVICES_AND_COLLECTIONS_OFFICE |  | Tech.Services & Collections Office |  | B | 001 | Tech, Services & Collections Office | entity:QNL_B-001_Tech-Services-And-Collections-Office | B.001 TECH SERVICES AND COLLECTIONS OFFICE | D | no usable J, so column D stands
VAV_B_S11_006 | VAV | Included | Tech, Services & Collections Office B.001 | entity:QNL_B_001_TECH_SERVICES_AND_COLLECTIONS_OFFICE |  | Tech.Services & Collections Office |  | B | 001 | Tech, Services & Collections Office | entity:QNL_B-001_Tech-Services-And-Collections-Office | B.001 TECH SERVICES AND COLLECTIONS OFFICE | D | no usable J, so column D stands
VAV_B_S11_007 | VAV | Included | Tech, Services & Collections Office B.001 | entity:QNL_B_001_TECH_SERVICES_AND_COLLECTIONS_OFFICE |  | Tech.Services & Collections Office |  | B | 001 | Tech, Services & Collections Office | entity:QNL_B-001_Tech-Services-And-Collections-Office | B.001 TECH SERVICES AND COLLECTIONS OFFICE | D | no usable J, so column D stands
VAV_B_S11_008 | VAV | Included | Tech, Services & Collections Office B.001 | entity:QNL_B_001_TECH_SERVICES_AND_COLLECTIONS_OFFICE |  | Tech.Services & Collections Office |  | B | 001 | Tech, Services & Collections Office | entity:QNL_B-001_Tech-Services-And-Collections-Office | B.001 TECH SERVICES AND COLLECTIONS OFFICE | D | no usable J, so column D stands
VAV_B_S11_009 | VAV | Included | Tech, Services & Collections Office B.001 | entity:QNL_B_001_TECH_SERVICES_AND_COLLECTIONS_OFFICE |  | Tech.Services & Collections Office |  | B | 001 | Tech, Services & Collections Office | entity:QNL_B-001_Tech-Services-And-Collections-Office | B.001 TECH SERVICES AND COLLECTIONS OFFICE | D | no usable J, so column D stands
VAV_B_S11_010 | VAV | Included | Tech, Services & Collections Office B.001 | entity:QNL_B_001_TECH_SERVICES_AND_COLLECTIONS_OFFICE |  | Break Out Area |  | B | 001 | Tech, Services & Collections Office | entity:QNL_B-001_Tech-Services-And-Collections-Office | B.001 TECH SERVICES AND COLLECTIONS OFFICE | D | no usable J, so column D stands
VAV_B_S11_011 | VAV | Included | Break Out Area B.001A | entity:QNL_B_001A_BREAK_OUT_AREA |  | Break Out Area |  | B | 001A | Break Out Area | entity:QNL_B-001A_Break-Out-Area | B.001A BREAK OUT AREA | D | no usable J, so column D stands
VAV_B_S11_012 | VAV | Included | Break Out Area B.001A | entity:QNL_B_001A_BREAK_OUT_AREA |  | Break Out Area |  | B | 001A | Break Out Area | entity:QNL_B-001A_Break-Out-Area | B.001A BREAK OUT AREA | D | no usable J, so column D stands
VAV_B_S11_013 | VAV | Included | Tech, Services & Collections Office B.001 | entity:QNL_B_001_TECH_SERVICES_AND_COLLECTIONS_OFFICE |  | Tech.Services & Collections Office |  | B | 001 | Tech, Services & Collections Office | entity:QNL_B-001_Tech-Services-And-Collections-Office | B.001 TECH SERVICES AND COLLECTIONS OFFICE | D | no usable J, so column D stands
VAV_B_S11_014 | VAV | Included | Tech, Services & Collections Office B.001 | entity:QNL_B_001_TECH_SERVICES_AND_COLLECTIONS_OFFICE |  | Tech.Services & Collections Office |  | B | 001 | Tech, Services & Collections Office | entity:QNL_B-001_Tech-Services-And-Collections-Office | B.001 TECH SERVICES AND COLLECTIONS OFFICE | D | no usable J, so column D stands
VAV_B_S11_015 | VAV | Included | Tech, Services & Collections Office B.001 | entity:QNL_B_001_TECH_SERVICES_AND_COLLECTIONS_OFFICE |  | Tech.Services & Collections Office |  | B | 001 | Tech, Services & Collections Office | entity:QNL_B-001_Tech-Services-And-Collections-Office | B.001 TECH SERVICES AND COLLECTIONS OFFICE | D | no usable J, so column D stands
VAV_B_S11_016 | VAV | Included | Tech, Services & Collections Office B.001 | entity:QNL_B_001_TECH_SERVICES_AND_COLLECTIONS_OFFICE |  | Tech.Services & Collections Office |  | B | 001 | Tech, Services & Collections Office | entity:QNL_B-001_Tech-Services-And-Collections-Office | B.001 TECH SERVICES AND COLLECTIONS OFFICE | D | no usable J, so column D stands
VAV_B_S11_017 | VAV | Included | Tech, Services & Collections Office B.001 | entity:QNL_B_001_TECH_SERVICES_AND_COLLECTIONS_OFFICE |  | Tech.Services & Collections Office |  | B | 001 | Tech, Services & Collections Office | entity:QNL_B-001_Tech-Services-And-Collections-Office | B.001 TECH SERVICES AND COLLECTIONS OFFICE | D | no usable J, so column D stands
VAV_B_S11_018 | VAV | Included | Tech, Services & Collections Office B.001 | entity:QNL_B_001_TECH_SERVICES_AND_COLLECTIONS_OFFICE |  | Tech.Services & Collections Office |  | B | 001 | Tech, Services & Collections Office | entity:QNL_B-001_Tech-Services-And-Collections-Office | B.001 TECH SERVICES AND COLLECTIONS OFFICE | D | no usable J, so column D stands
VAV_B_S11_019 | VAV | Included | Tech, Services & Collections Office B.001 | entity:QNL_B_001_TECH_SERVICES_AND_COLLECTIONS_OFFICE |  | Tech.Services & Collections Office |  | B | 001 | Tech, Services & Collections Office | entity:QNL_B-001_Tech-Services-And-Collections-Office | B.001 TECH SERVICES AND COLLECTIONS OFFICE | D | no usable J, so column D stands
VAV_B_S11_020 | VAV | Included | Tech, Services & Collections Office B.001 | entity:QNL_B_001_TECH_SERVICES_AND_COLLECTIONS_OFFICE |  | Tech.Services & Collections Office |  | B | 001 | Tech, Services & Collections Office | entity:QNL_B-001_Tech-Services-And-Collections-Office | B.001 TECH SERVICES AND COLLECTIONS OFFICE | D | no usable J, so column D stands
VAV_B_S11_021 | VAV | Included | Reception & Lounge B.009 | entity:QNL_B_009_RECEPTION_&_LOUNGE |  | Tech.Services & Collections Office | green | B | 001 | Tech.Services & Collections Office | entity:QNL_B-001_Tech-Services-And-Collections-Office | B.001 TECH SERVICES AND COLLECTIONS OFFICE | J | green row: took the last populated name (J); overrides column E (RECEPTION & LOUNGE); no reference on the screen - taken from the drawings (B.009); the screen names this room without numbering it; the register numbers 'Tech.Services & Collections Office' B.001, so the reference borrowed from the same row (B.009) is dropped
VAV_B_S11_022 | VAV | Included | Corridor Leading To Reception & Lounge B.009 | entity:QNL_B_009_RECEPTION_&_LOUNGE |  | Corridor east of Receving Area |  | B | 009 | RECEPTION & LOUNGE | entity:QNL_B-009_Reception-And-Lounge | B.009 RECEPTION AND LOUNGE | D->E | no usable J, so column D stands; D (Corridor Leading To Reception & Lounge) does not match E - name taken from E; ../projects/QNL/QNL_Ontology.xlsx calls B.009 'RECEPTION-LOUNGE'
VAV_B_S11_023 | VAV | Included | Corridor Leading To Reception & Lounge B.009 | entity:QNL_B_009_RECEPTION_&_LOUNGE |  | Corridor east of Receving Area |  | B | 009 | RECEPTION & LOUNGE | entity:QNL_B-009_Reception-And-Lounge | B.009 RECEPTION AND LOUNGE | D->E | no usable J, so column D stands; D (Corridor Leading To Reception & Lounge) does not match E - name taken from E; ../projects/QNL/QNL_Ontology.xlsx calls B.009 'RECEPTION-LOUNGE'
VAV_B_S11_024 | VAV | Included | Kitchen B.002 | entity:QNL_B_002_KITCHEN |  | Kitchen |  | B | 002 | Kitchen | entity:QNL_B-002_Kitchen | B.002 KITCHEN | D | no usable J, so column D stands
VAV_B_S11_025 | VAV | Included | Storage B.028 | entity:QNL_B_028_STORAGE |  | Storage |  | B | 028 | Storage | entity:QNL_B-028_Storage | B.028 STORAGE | D | no usable J, so column D stands
VAV_B_S11_026 | VAV | Not Included | Finance Cooridinator & Business Support officer B.003 | entity:QNL_B_003_FINANCE_COORDINATOR_&_BUSINESS_SUPPORT_OFCR |  | Finance Cooridinator & Business Support officer |  | B | 003 | FINANCE COORDINATOR & BUSINESS SUPPORT OFCR | entity:QNL_B-003_Finance-Coordinator-And-Business-Support-Ofcr | B.003 FINANCE COORDINATOR AND BUSINESS SUPPORT OFCR | D | no usable J, so column D stands; spelled 'Finance Cooridinator & Business Support officer' here and 'FINANCE COORDINATOR & BUSINESS SUPPORT OFCR' in column E - one is a typo; ../projects/QNL/QNL_Ontology.xlsx calls B.003 'FINANCE-COORDINATOR-BUSINESS-SUPPORT-OFCR'
VAV_B_S11_027 | VAV | Not Included | AD TECH SERVICES DIRECTOR B.003 | entity:QNL_B_003_FINANCE_COORDINATOR_&_BUSINESS_SUPPORT_OFCR |  |  |  | B | 003 | FINANCE COORDINATOR & BUSINESS SUPPORT OFCR | entity:QNL_B-003_Finance-Coordinator-And-Business-Support-Ofcr | B.003 FINANCE COORDINATOR AND BUSINESS SUPPORT OFCR | D->E | no usable J, so column D stands; D (AD TECH SERVICES DIRECTOR) does not match E - name taken from E; ../projects/QNL/QNL_Ontology.xlsx calls B.003 'FINANCE-COORDINATOR-BUSINESS-SUPPORT-OFCR'
VAV_B_S11_028 | VAV | Included | Analogue Resources B.004 | entity:QNL_B_004_ANALOG_RESOURCES |  | Analog Resource |  | B | 004 | Analogue Resources | entity:QNL_B-004_Analogue-Resources | B.004 ANALOGUE RESOURCES | D | no usable J, so column D stands; spelled 'Analogue Resources' here and 'ANALOG RESOURCES' in column E - one is a typo; ../projects/QNL/QNL_Ontology.xlsx calls B.004 'ANALOG-RESOURCES'
VAV_B_S11_029 | VAV | Included | Digital Resources B.005 | entity:QNL_B_005_DIGITAL_RESOURCES |  |  |  | B | 005 | Digital Resources | entity:QNL_B-005_Digital-Resources | B.005 DIGITAL RESOURCES | D | no usable J, so column D stands
VAV_B_S11_030 | VAV | Included | Budget & Payment 1 B.006 | entity:QNL_B_006_BUDGET_&_PAYMENT_1 |  | Budget & Payment |  | B | 006 | Budget & Payment 1 | entity:QNL_B-006_Budget-And-Payment-1 | B.006 BUDGET AND PAYMENT 1 | D | no usable J, so column D stands; ../projects/QNL/QNL_Ontology.xlsx calls B.006 'BUDGET-PAYMENT-1'
VAV_B_S11_031 | VAV | Included | Budget & Payment 2 B.007 | entity:QNL_B_007_BUDGET_&_PAYMENT_2 |  | Budget & Payment |  | B | 007 | Budget & Payment 2 | entity:QNL_B-007_Budget-And-Payment-2 | B.007 BUDGET AND PAYMENT 2 | D | no usable J, so column D stands; ../projects/QNL/QNL_Ontology.xlsx calls B.007 'BUDGET-PAYMENT-2'
VAV_B_S11_032 | VAV | Included | Ad Collection B.024 | entity:QNL_B_024_AD_COLLECTIONS |  | Ad Collection |  | B | 024 | Ad Collection | entity:QNL_B-024_Ad-Collection | B.024 AD COLLECTION | D | no usable J, so column D stands; spelled 'Ad Collection' here and 'AD COLLECTIONS' in column E - one is a typo; ../projects/QNL/QNL_Ontology.xlsx calls B.024 'AD-COLLECTIONS'
VAV_B_S11_033 | VAV | Included | Ad Collection B.024 | entity:QNL_B_024_AD_COLLECTIONS |  | Ad Collection |  | B | 024 | Ad Collection | entity:QNL_B-024_Ad-Collection | B.024 AD COLLECTION | D | no usable J, so column D stands; spelled 'Ad Collection' here and 'AD COLLECTIONS' in column E - one is a typo; ../projects/QNL/QNL_Ontology.xlsx calls B.024 'AD-COLLECTIONS'
VAV_B_S11_034 | VAV | Included | Engineering B.020 | entity:QNL_B_020_ENGINEERING |  |  |  | B | 020 | Engineering | entity:QNL_B-020_Engineering | B.020 ENGINEERING | D | no usable J, so column D stands
VAV_B_S11_035 | VAV | Included | Arabic Sudies B.021 | entity:QNL_B_021_ARABIC_STUDIES |  |  |  | B | 021 | Arabic Sudies | entity:QNL_B-021_Arabic-Sudies | B.021 ARABIC SUDIES | D | no usable J, so column D stands; spelled 'Arabic Sudies' here and 'ARABIC STUDIES' in column E - one is a typo; ../projects/QNL/QNL_Ontology.xlsx calls B.021 'ARABIC-STUDIES'
VAV_B_S11_036 | VAV | Included | Licensing Expert B.022 | entity:QNL_B_022_LICENSING_EXPERT |  |  |  | B | 022 | Licensing Expert | entity:QNL_B-022_Licensing-Expert | B.022 LICENSING EXPERT | D | no usable J, so column D stands
VAV_B_S11_037 | VAV | Included | Art & Humanities B.023 | entity:QNL_B_023_ARTS_&_HUMANITIES |  |  |  | B | 023 | Art & Humanities | entity:QNL_B-023_Art-And-Humanities | B.023 ART AND HUMANITIES | D | no usable J, so column D stands; spelled 'Art & Humanities' here and 'ARTS & HUMANITIES' in column E - one is a typo; ../projects/QNL/QNL_Ontology.xlsx calls B.023 'ARTS-HUMANITIES'
VAV_B_S11_038 | VAV | Included | Procurement SPC B.027 | entity:QNL_B_027_PROCUREMENT_SPC_PROCUREMENT_OFCR |  | Procurement SPC |  | B | 027 | PROCUREMENT SPC PROCUREMENT OFCR | entity:QNL_B-027_Procurement-Spc-Procurement-Ofcr | B.027 PROCUREMENT SPC PROCUREMENT OFCR | D->E | no usable J, so column D stands; D (Procurement SPC) does not match E - name taken from E
VAV_B_S11_039 | VAV | Included | Business Computing B.026 | entity:QNL_B_026_BUSINESS_&_COMPUTING |  |  |  | B | 026 | BUSINESS & COMPUTING | entity:QNL_B-026_Business-And-Computing | B.026 BUSINESS AND COMPUTING | D->E | no usable J, so column D stands; D (Business Computing) does not match E - name taken from E; ../projects/QNL/QNL_Ontology.xlsx calls B.026 'BUSINESS-COMPUTING'
VAV_B_S11_040 | VAV | Included | Social Sciences B.025 | entity:QNL_B_025_SOCIAL_SCIENCES |  |  |  | B | 025 | Social Sciences | entity:QNL_B-025_Social-Sciences | B.025 SOCIAL SCIENCES | D | no usable J, so column D stands
VAV_B_S11_041 | VAV | Included | Literature Language B.029 | entity:QNL_B_029_LITERATURE_&_ANGUAGE |  |  |  | B | 029 | LITERATURE & ANGUAGE | entity:QNL_B-029_Literature-And-Anguage | B.029 LITERATURE AND ANGUAGE | D->E | no usable J, so column D stands; D (Literature Language) does not match E - name taken from E; ../projects/QNL/QNL_Ontology.xlsx calls B.029 'LITERATURE-LANGUAGE'
VAV_B_S11_042 | VAV | Included | GENERAL B.030 | entity:QNL_B_030_SNR_P_COORDINATOR_&_P_COORDINATOR |  |  |  | B | 030 | SNR P COORDINATOR & P COORDINATOR | entity:QNL_B-030_Snr-P-Coordinator-And-P-Coordinator | B.030 SNR P COORDINATOR AND P COORDINATOR | D->E | no usable J, so column D stands; D (GENERAL) does not match E - name taken from E; ../projects/QNL/QNL_Ontology.xlsx calls B.030 'SNR-P-COORDINATOR-P-COORDINATOR'
VAV_B_S11_043 | VAV | Included | Receiving Area B.008 | entity:QNL_B_008_RECEIVING_AREA |  |  |  | B | 008 | Receiving Area | entity:QNL_B-008_Receiving-Area | B.008 RECEIVING AREA | D | no usable J, so column D stands
VAV_B_S11_044 | VAV | Included | Receiving Area B.008 | entity:QNL_B_008_RECEIVING_AREA |  |  |  | B | 008 | Receiving Area | entity:QNL_B-008_Receiving-Area | B.008 RECEIVING AREA | D | no usable J, so column D stands
VAV_B_S11_045 | VAV | Included | Receiving Area B.008 | entity:QNL_B_008_RECEIVING_AREA |  | Receving Area |  | B | 008 | Receiving Area | entity:QNL_B-008_Receiving-Area | B.008 RECEIVING AREA | D | no usable J, so column D stands
VAV_B_S11_046 | VAV | Included | Receiving Area B.008 | entity:QNL_B_008_RECEIVING_AREA |  |  |  | B | 008 | Receiving Area | entity:QNL_B-008_Receiving-Area | B.008 RECEIVING AREA | D | no usable J, so column D stands
VAV_B_S13_001 | VAV | Included | Meeting Room B.034 | entity:QNL_B_034_MEETING_ROOM |  | Meeting Rm |  | B | 034 | Meeting Room | entity:QNL_B-034_Meeting-Room | B.034 MEETING ROOM | D | no usable J, so column D stands
VAV_B_S13_002 | VAV | Included | Meeting Room B.034 | entity:QNL_B_034_MEETING_ROOM |  | Meeting Rm |  | B | 034 | Meeting Room | entity:QNL_B-034_Meeting-Room | B.034 MEETING ROOM | D | no usable J, so column D stands
VAV_B_S13_003 | VAV | Included | Processing Room B.103 | entity:QNL_B_103_PROCESSING_ROOM |  | Processing Rm |  | B | 103 | PROCESSING ROOM | entity:QNL_B-103_Processing-Room | B.103 PROCESSING ROOM | D | no usable J, so column D stands
VAV_B_S13_004 | VAV | Included | Processing Room B.103 | entity:QNL_B_103_PROCESSING_ROOM |  | Processing Rm |  | B | 103 | PROCESSING ROOM | entity:QNL_B-103_Processing-Room | B.103 PROCESSING ROOM | D | no usable J, so column D stands
VAV_B_S13_005 | VAV | [12 empty] | the ontology gives this equipment no room and no screen reading names one - needs a client check
VAV_B_S13_006 | VAV | Included | Fumigation Room B.085 | entity:QNL_B_085_FUMIGATION_ROOM |  |  |  | B | 085 | Fumigation Room | entity:QNL_B-085_Fumigation-Room | B.085 FUMIGATION ROOM | D | no usable J, so column D stands
VAV_B_S13_007 | VAV | Included | Shipping CLIRK B.101 | entity:QNL_B_101_SHIPPING_CLERK |  | Shipping Clerk |  | B | 101 | Shipping CLIRK | entity:QNL_B-101_Shipping-Clirk | B.101 SHIPPING CLIRK | D | no usable J, so column D stands; spelled 'Shipping CLIRK' here and 'SHIPPING CLERK' in column E - one is a typo; ../projects/QNL/QNL_Ontology.xlsx calls B.101 'SHIPPING-CLERK'
VAV_B_S13_008 | VAV | Not Included | SECURITY CONTROL ROOM B.105 | entity:QNL_B_105_SECURITY_CONTOL_ROOM |  | Security Store | green | B | 105 | SECURITY CONTOL ROOM | entity:QNL_B-105_Security-Contol-Room | B.105 SECURITY CONTOL ROOM | J | green row: took the last populated name (J); overrides column E (SECURITY CONTOL ROOM); no reference on the screen - taken from the drawings (B.105); the screen names this room without numbering it and the register does not name it anywhere else, so B.105 is borrowed from the same row - needs a check; B.105 is spelled 'Security Store' on other rows; E names it 'SECURITY CONTOL ROOM', which settles it; ../projects/QNL/QNL_Ontology.xlsx calls B.105 'SECURITY-CONTROL-ROOM'
VAV_B_S14_001 | VAV | Included | Office B.040 | entity:QNL_B_040_OFFICE |  | Office |  | B | 040 | Office | entity:QNL_B-040_Office | B.040 OFFICE | D | no usable J, so column D stands
VAV_B_S14_002 | VAV | Included | Office Dig Init B.056 | entity:QNL_B_056_OFFICE_DIG_INIT |  |  |  | B | 056 | Office Dig Init | entity:QNL_B-056_Office-Dig-Init | B.056 OFFICE DIG INIT | D | no usable J, so column D stands
VAV_B_S14_003 | VAV | Included | Office AD For LIT B.057 | entity:QNL_B_057_OFFICE_AD_FOR_LIT |  |  |  | B | 057 | Office AD For LIT | entity:QNL_B-057_Office-Ad-For-Lit | B.057 OFFICE AD FOR LIT | D | no usable J, so column D stands
VAV_B_S14_004 | VAV | Included | Digitization Room B.041 | entity:QNL_B_041_DIGITIZATION_ROOM |  |  |  | B | 041 | Digitization Room | entity:QNL_B-041_Digitization-Room | B.041 DIGITIZATION ROOM | D | no usable J, so column D stands
VAV_B_S14_005 | VAV | Included | Digitization Room B.041 | entity:QNL_B_041_DIGITIZATION_ROOM |  |  |  | B | 041 | Digitization Room | entity:QNL_B-041_Digitization-Room | B.041 DIGITIZATION ROOM | D | no usable J, so column D stands
VAV_B_S14_006 | VAV | Included | Digitization Room B.041 | entity:QNL_B_041_DIGITIZATION_ROOM |  |  |  | B | 041 | Digitization Room | entity:QNL_B-041_Digitization-Room | B.041 DIGITIZATION ROOM | D | no usable J, so column D stands
VAV_B_S14_007 | VAV | Included | Shell Space B.58 | entity:QNL_B_058_SHELL_SPACE |  |  |  | B | 058 | Shell Space | entity:QNL_B-058_Shell-Space | B.058 SHELL SPACE | D | no usable J, so column D stands
VAV_B_S14_008 | VAV | Included | Digitization Room B.041 | entity:QNL_B_041_DIGITIZATION_ROOM |  | Digitization Rm |  | B | 041 | Digitization Room | entity:QNL_B-041_Digitization-Room | B.041 DIGITIZATION ROOM | D | no usable J, so column D stands
VAV_B_S14_009 | VAV | Included | Office AD For LIT B.057 | entity:QNL_B_057_OFFICE_AD_FOR_LIT |  |  |  | B | 057 | Office AD For LIT | entity:QNL_B-057_Office-Ad-For-Lit | B.057 OFFICE AD FOR LIT | D | no usable J, so column D stands
VAV_B_S14_010 | VAV | Included | Digitization Room B.041 | entity:QNL_B_041_DIGITIZATION_ROOM |  |  |  | B | 041 | Digitization Room | entity:QNL_B-041_Digitization-Room | B.041 DIGITIZATION ROOM | D | no usable J, so column D stands
VAV_B_S14_011 | VAV | Included | Digitization Room B.041 | entity:QNL_B_041_DIGITIZATION_ROOM |  |  |  | B | 041 | Digitization Room | entity:QNL_B-041_Digitization-Room | B.041 DIGITIZATION ROOM | D | no usable J, so column D stands
VAV_B_S14_012 | VAV | Included | Digitization Room B.041 | entity:QNL_B_041_DIGITIZATION_ROOM |  |  |  | B | 041 | Digitization Room | entity:QNL_B-041_Digitization-Room | B.041 DIGITIZATION ROOM | D | no usable J, so column D stands
VAV_B_S14_013 | VAV | Included | Shell Space B.58 | entity:QNL_B_058_SHELL_SPACE |  |  |  | B | 058 | Shell Space | entity:QNL_B-058_Shell-Space | B.058 SHELL SPACE | D | no usable J, so column D stands
VAV_B_S14_014 | VAV | Included | Shell Space B.59 | entity:QNL_B_59_SHELL_SPACE |  |  |  | B | 059 | Shell Space | entity:QNL_B-059_Shell-Space | B.059 SHELL SPACE | D | no usable J, so column D stands
VAV_B_S14_015 | VAV | Included | Digitization Room B.041 | entity:QNL_B_041_DIGITIZATION_ROOM |  |  |  | B | 041 | Digitization Room | entity:QNL_B-041_Digitization-Room | B.041 DIGITIZATION ROOM | D | no usable J, so column D stands
VAV_B_S14_016 | VAV | Included | Digitization Room B.041 | entity:QNL_B_041_DIGITIZATION_ROOM |  |  |  | B | 041 | Digitization Room | entity:QNL_B-041_Digitization-Room | B.041 DIGITIZATION ROOM | D | no usable J, so column D stands
VAV_B_S14_040 | VAV | Included | BOH Kitchen B.044 | entity:QNL_B_044_BOH_KITCHEN |  |  |  | B | 044 | BOH Kitchen | entity:QNL_B-044_BOH-Kitchen | B.044 BOH KITCHEN | D | no usable J, so column D stands
VAV_B_S14_041 | VAV | Included | Fine Binding B.044 | entity:QNL_B_044_BOH_KITCHEN |  |  |  | B | 044 | BOH KITCHEN | entity:QNL_B-044_BOH-Kitchen | B.044 BOH KITCHEN | D->E | no usable J, so column D stands; D (Fine Binding) does not match E - name taken from E
VAV_B_S14_042 | VAV | Included | Binding & Preservation B.043 | entity:QNL_B_043_BINDING_&_PRESERVATION_SPACE |  |  |  | B | 043 | BINDING & PRESERVATION SPACE | entity:QNL_B-043_Binding-And-Preservation-Space | B.043 BINDING AND PRESERVATION SPACE | D->E | no usable J, so column D stands; D (Binding & Preservation) does not match E - name taken from E; ../projects/QNL/QNL_Ontology.xlsx calls B.043 'BINDING-PRESERVATION-SPACE'
VAV_B_S14_043 | VAV | Included | Binding & Preservation B.043 | entity:QNL_B_043_BINDING_&_PRESERVATION_SPACE |  |  |  | B | 043 | BINDING & PRESERVATION SPACE | entity:QNL_B-043_Binding-And-Preservation-Space | B.043 BINDING AND PRESERVATION SPACE | D->E | no usable J, so column D stands; D (Binding & Preservation) does not match E - name taken from E; ../projects/QNL/QNL_Ontology.xlsx calls B.043 'BINDING-PRESERVATION-SPACE'
VAV_B_S14_044 | VAV | Included | Binding & Preservation B.043 | entity:QNL_B_043_BINDING_&_PRESERVATION_SPACE |  |  |  | B | 043 | BINDING & PRESERVATION SPACE | entity:QNL_B-043_Binding-And-Preservation-Space | B.043 BINDING AND PRESERVATION SPACE | D->E | no usable J, so column D stands; D (Binding & Preservation) does not match E - name taken from E; ../projects/QNL/QNL_Ontology.xlsx calls B.043 'BINDING-PRESERVATION-SPACE'
VAV_B_S14_045 | VAV | Included | Binding & Preservation B.043 | entity:QNL_B_043_BINDING_&_PRESERVATION_SPACE |  |  |  | B | 043 | BINDING & PRESERVATION SPACE | entity:QNL_B-043_Binding-And-Preservation-Space | B.043 BINDING AND PRESERVATION SPACE | D->E | no usable J, so column D stands; D (Binding & Preservation) does not match E - name taken from E; ../projects/QNL/QNL_Ontology.xlsx calls B.043 'BINDING-PRESERVATION-SPACE'
VAV_B_S14_046 | VAV | Included | Binding & Preservation B.043 | entity:QNL_B_043_BINDING_&_PRESERVATION_SPACE |  |  |  | B | 043 | BINDING & PRESERVATION SPACE | entity:QNL_B-043_Binding-And-Preservation-Space | B.043 BINDING AND PRESERVATION SPACE | D->E | no usable J, so column D stands; D (Binding & Preservation) does not match E - name taken from E; ../projects/QNL/QNL_Ontology.xlsx calls B.043 'BINDING-PRESERVATION-SPACE'
VAV_B_S14_047 | VAV | Included | Fine Binding B.044 | entity:QNL_B_044_BOH_KITCHEN |  |  |  | B | 044 | BOH KITCHEN | entity:QNL_B-044_BOH-Kitchen | B.044 BOH KITCHEN | D->E | no usable J, so column D stands; D (Fine Binding) does not match E - name taken from E
VAV_B_S14_048 | VAV | Included | Binding & Preservation B.043 | entity:QNL_B_043_BINDING_&_PRESERVATION_SPACE |  |  |  | B | 043 | BINDING & PRESERVATION SPACE | entity:QNL_B-043_Binding-And-Preservation-Space | B.043 BINDING AND PRESERVATION SPACE | D->E | no usable J, so column D stands; D (Binding & Preservation) does not match E - name taken from E; ../projects/QNL/QNL_Ontology.xlsx calls B.043 'BINDING-PRESERVATION-SPACE'
VAV_B_S14_049 | VAV | Included | Binding & Preservation B.043 | entity:QNL_B_043_BINDING_&_PRESERVATION_SPACE |  |  |  | B | 043 | BINDING & PRESERVATION SPACE | entity:QNL_B-043_Binding-And-Preservation-Space | B.043 BINDING AND PRESERVATION SPACE | D->E | no usable J, so column D stands; D (Binding & Preservation) does not match E - name taken from E; ../projects/QNL/QNL_Ontology.xlsx calls B.043 'BINDING-PRESERVATION-SPACE'
VAV_B_S14_050 | VAV | Included | Binding & Preservation B.043 | entity:QNL_B_043_BINDING_&_PRESERVATION_SPACE |  |  |  | B | 043 | BINDING & PRESERVATION SPACE | entity:QNL_B-043_Binding-And-Preservation-Space | B.043 BINDING AND PRESERVATION SPACE | D->E | no usable J, so column D stands; D (Binding & Preservation) does not match E - name taken from E; ../projects/QNL/QNL_Ontology.xlsx calls B.043 'BINDING-PRESERVATION-SPACE'
VAV_B_S14_051 | VAV | Included | Binding & Preservation B.043 | entity:QNL_B_043_BINDING_&_PRESERVATION_SPACE |  |  |  | B | 043 | BINDING & PRESERVATION SPACE | entity:QNL_B-043_Binding-And-Preservation-Space | B.043 BINDING AND PRESERVATION SPACE | D->E | no usable J, so column D stands; D (Binding & Preservation) does not match E - name taken from E; ../projects/QNL/QNL_Ontology.xlsx calls B.043 'BINDING-PRESERVATION-SPACE'
VAV_B_S15_001 | VAV | Included | Prof. Librarian B.153 | entity:QNL_B_153_PROF_LIBRARIAN |  |  |  | B | 153 | Prof. Librarian | entity:QNL_B-153_Prof-Librarian | B.153 PROF LIBRARIAN | D | no usable J, so column D stands
VAV_B_S15_002 | VAV | Not Included | Lobby and Security B.145 | entity:QNL_B_145_LOBY_&_CSECURITY |  |  |  | B | 145 | LOBY & CSECURITY | entity:QNL_B-145_Loby-And-Csecurity | B.145 LOBY AND CSECURITY | D | no usable J, so column D stands; spelled 'Lobby and Security' here and 'LOBY & CSECURITY' in column E - one is a typo; ../projects/QNL/QNL_Ontology.xlsx calls B.145 'LOBBY-SECURITY'
VAV_B_S15_003 | VAV | Not Included | Lobby and Security B.145 | entity:QNL_B_145_LOBY_&_CSECURITY |  |  |  | B | 145 | LOBY & CSECURITY | entity:QNL_B-145_Loby-And-Csecurity | B.145 LOBY AND CSECURITY | D | no usable J, so column D stands; spelled 'Lobby and Security' here and 'LOBY & CSECURITY' in column E - one is a typo; ../projects/QNL/QNL_Ontology.xlsx calls B.145 'LOBBY-SECURITY'
VAV_B_S15_004 | VAV | Not Included | Lobby and Security B.145 | entity:QNL_B_145_LOBY_&_CSECURITY |  |  |  | B | 145 | LOBY & CSECURITY | entity:QNL_B-145_Loby-And-Csecurity | B.145 LOBY AND CSECURITY | D | no usable J, so column D stands; spelled 'Lobby and Security' here and 'LOBY & CSECURITY' in column E - one is a typo; ../projects/QNL/QNL_Ontology.xlsx calls B.145 'LOBBY-SECURITY'
VAV_B_S15_005 | VAV | Included | Prof. Librarian B.153 | entity:QNL_B_153_PROF_LIBRARIAN |  |  |  | B | 153 | Prof. Librarian | entity:QNL_B-153_Prof-Librarian | B.153 PROF LIBRARIAN | D | no usable J, so column D stands
VAV_B_S15_006 | VAV | Included | Prof. Librarian B.153 | entity:QNL_B_153_PROF_LIBRARIAN |  |  |  | B | 153 | Prof. Librarian | entity:QNL_B-153_Prof-Librarian | B.153 PROF LIBRARIAN | D | no usable J, so column D stands
VAV_B_S15_007 | VAV | Not Included | HC SECURITY ROOM B.152 | entity:QNL_B_152_SECURITY_ROOM |  |  |  | B | 152 | HC SECURITY ROOM | entity:QNL_B-152_HC-Security-Room | B.152 HC SECURITY ROOM | D | no usable J, so column D stands; spelled 'HC SECURITY ROOM' here and 'SECURITY ROOM' in column E - one is a typo; ../projects/QNL/QNL_Ontology.xlsx calls B.152 'SECURITY-ROOM'
VAV_B_S15_008 | VAV | Included | RESEARCH & DOC RECORD MGMT B.151 | entity:QNL_B_151_RESEARCH_&_DOC-RCRDS_MGMT |  |  |  | B | 151 | RESEARCH & DOC RECORD MGMT | entity:QNL_B-151_Research-And-Doc-Record-Mgmt | B.151 RESEARCH AND DOC RECORD MGMT | D | no usable J, so column D stands; spelled 'RESEARCH & DOC RECORD MGMT' here and 'RESEARCH & DOC-RCRDS MGMT' in column E - one is a typo; ../projects/QNL/QNL_Ontology.xlsx calls B.151 'RESEARCH-DOC-RCRDS-MGMT'
VAV_B_S15_009 | VAV | Not Included | HC DIRECTOR HEAD B.149 | entity:QNL_B_149_DIRECTOR_HEAD |  |  |  | B | 149 | HC DIRECTOR HEAD | entity:QNL_B-149_HC-Director-Head | B.149 HC DIRECTOR HEAD | D | no usable J, so column D stands; spelled 'HC DIRECTOR HEAD' here and 'DIRECTOR HEAD' in column E - one is a typo; ../projects/QNL/QNL_Ontology.xlsx calls B.149 'DIRECTOR-HEAD'
VAV_B_S15_010 | VAV | Not Included | HC DIRECTOR HEAD B.149 | entity:QNL_B_149_DIRECTOR_HEAD |  |  |  | B | 149 | HC DIRECTOR HEAD | entity:QNL_B-149_HC-Director-Head | B.149 HC DIRECTOR HEAD | D | no usable J, so column D stands; spelled 'HC DIRECTOR HEAD' here and 'DIRECTOR HEAD' in column E - one is a typo; ../projects/QNL/QNL_Ontology.xlsx calls B.149 'DIRECTOR-HEAD'
VAV_B_S15_011 | VAV | Not Included | VIP Majlis B.149 | entity:QNL_B_149_DIRECTOR_HEAD |  |  |  | B | 149 | HC DIRECTOR HEAD | entity:QNL_B-149_HC-Director-Head | B.149 HC DIRECTOR HEAD | D->E | no usable J, so column D stands; D (VIP Majlis) does not match E - name taken from E; ../projects/QNL/QNL_Ontology.xlsx calls B.149 'DIRECTOR-HEAD'
VAV_B_S15_012 | VAV | Not Included | VIP Majlis B.149 | entity:QNL_B_149_DIRECTOR_HEAD |  |  |  | B | 149 | HC DIRECTOR HEAD | entity:QNL_B-149_HC-Director-Head | B.149 HC DIRECTOR HEAD | D->E | no usable J, so column D stands; D (VIP Majlis) does not match E - name taken from E; ../projects/QNL/QNL_Ontology.xlsx calls B.149 'DIRECTOR-HEAD'
VAV_B_S15_013 | VAV | Included | RESEARCH & DOC RECORD MGMT B.151 | entity:QNL_B_151_RESEARCH_&_DOC-RCRDS_MGMT |  |  |  | B | 151 | RESEARCH & DOC RECORD MGMT | entity:QNL_B-151_Research-And-Doc-Record-Mgmt | B.151 RESEARCH AND DOC RECORD MGMT | D | no usable J, so column D stands; spelled 'RESEARCH & DOC RECORD MGMT' here and 'RESEARCH & DOC-RCRDS MGMT' in column E - one is a typo; ../projects/QNL/QNL_Ontology.xlsx calls B.151 'RESEARCH-DOC-RCRDS-MGMT'
CAV_1F_S11_001 | CAV | Included | CORRIDOR L1.023 | entity:QNL_L1_023_CORRIDOR |  |  |  | L1 | 023 | CORRIDOR | entity:QNL_L1-023_Corridor | L1.023 CORRIDOR | D | no usable J, so column D stands
CAV_1F_S11_002 | CAV | Included | CORRIDOR L1.023 | entity:QNL_L1_023_CORRIDOR |  |  |  | L1 | 023 | CORRIDOR | entity:QNL_L1-023_Corridor | L1.023 CORRIDOR | D | no usable J, so column D stands
CAV_1F_S11_006 | CAV | Included | CHILDRENS LIBRRY CIRCULATION NW GLAZED L1.047 | entity:QNL_L1_047_CHILDREN_LIBRARY_-_PRE_SCHOOL_READING_&_PLAYING |  |  |  | L1 | 047 | CHILDREN LIBRARY - PRE SCHOOL READING & PLAYING | entity:QNL_L1-047_Children-Library-Pre-School-Reading-And-Playing | L1.047 CHILDREN LIBRARY PRE SCHOOL READING AND PLAYING | D->E | no usable J, so column D stands; D (CHILDRENS LIBRRY CIRCULATION NW GLAZED) does not match E - name taken from E; ../projects/QNL/QNL_Ontology.xlsx calls L1.047 'CHILDREN-LIBRARY-PRE-SCHOOL-READING-PLAYING'
CAV_1F_S11_007 | CAV | Included | CORRIDOR L1.023 | entity:QNL_L1_023_CORRIDOR |  |  |  | L1 | 023 | CORRIDOR | entity:QNL_L1-023_Corridor | L1.023 CORRIDOR | D | no usable J, so column D stands
CAV_1F_S11_008 | CAV | Included | CHILDRENS LIBRRY CIRCULATION NW GLAZED L1.047 | entity:QNL_L1_047_CHILDREN_LIBRARY_-_PRE_SCHOOL_READING_&_PLAYING |  |  |  | L1 | 047 | CHILDREN LIBRARY - PRE SCHOOL READING & PLAYING | entity:QNL_L1-047_Children-Library-Pre-School-Reading-And-Playing | L1.047 CHILDREN LIBRARY PRE SCHOOL READING AND PLAYING | D->E | no usable J, so column D stands; D (CHILDRENS LIBRRY CIRCULATION NW GLAZED) does not match E - name taken from E; ../projects/QNL/QNL_Ontology.xlsx calls L1.047 'CHILDREN-LIBRARY-PRE-SCHOOL-READING-PLAYING'
CAV_1F_S11_009 | CAV | Included | CHILDRENS LIBRRY CIRCULATION NW GLAZED L1.047 | entity:QNL_L1_047_CHILDREN_LIBRARY_-_PRE_SCHOOL_READING_&_PLAYING |  |  |  | L1 | 047 | CHILDREN LIBRARY - PRE SCHOOL READING & PLAYING | entity:QNL_L1-047_Children-Library-Pre-School-Reading-And-Playing | L1.047 CHILDREN LIBRARY PRE SCHOOL READING AND PLAYING | D->E | no usable J, so column D stands; D (CHILDRENS LIBRRY CIRCULATION NW GLAZED) does not match E - name taken from E; ../projects/QNL/QNL_Ontology.xlsx calls L1.047 'CHILDREN-LIBRARY-PRE-SCHOOL-READING-PLAYING'
CAV_1F_S15_002 | CAV | Included | Restaurant L1.150 | entity:QNL_L1_150_RESTAURANT |  | Restaurant |  | L1 | 150 | Restaurant | entity:QNL_L1-150_Restaurant | L1.150 RESTAURANT | D | no usable J, so column D stands
CAV_1F_S15_004 | CAV | Included | AERIAL PLATFORM PARKING L1.100 | entity:QNL_L1_100_AERIAL_PLATFORM_PARKING |  |  |  | L1 | 100 | AERIAL PLATFORM PARKING | entity:QNL_L1-100_Aerial-Platform-Parking | L1.100 AERIAL PLATFORM PARKING | D | no usable J, so column D stands
CAV_1F_S15_005 | CAV | Included | Restaurant L1.150 | entity:QNL_L1_150_RESTAURANT |  | Restaurant |  | L1 | 150 | Restaurant | entity:QNL_L1-150_Restaurant | L1.150 RESTAURANT | D | no usable J, so column D stands
CAV_1F_S15_006 | CAV | Included | Restaurant L1.150 | entity:QNL_L1_150_RESTAURANT |  |  |  | L1 | 150 | Restaurant | entity:QNL_L1-150_Restaurant | L1.150 RESTAURANT | D | no usable J, so column D stands
CAV_1F_S15_010 | CAV | Included | Restaurant L1.150 | entity:QNL_L1_150_RESTAURANT |  |  |  | L1 | 150 | Restaurant | entity:QNL_L1-150_Restaurant | L1.150 RESTAURANT | D | no usable J, so column D stands
CAV_1F_S15_011 | CAV | Included | Restaurant L1.150 | entity:QNL_L1_150_RESTAURANT |  | Restaurant |  | L1 | 150 | Restaurant | entity:QNL_L1-150_Restaurant | L1.150 RESTAURANT | D | no usable J, so column D stands
CAV_1F_S15_012 | CAV | Included | Restaurant L1.150 | entity:QNL_L1_150_RESTAURANT |  | Restaurant |  | L1 | 150 | Restaurant | entity:QNL_L1-150_Restaurant | L1.150 RESTAURANT | D | no usable J, so column D stands
CAV_1F_S15_013 | CAV | Included | Restaurant L1.150 | entity:QNL_L1_150_RESTAURANT |  | Restaurant |  | L1 | 150 | Restaurant | entity:QNL_L1-150_Restaurant | L1.150 RESTAURANT | D | no usable J, so column D stands
CAV_1F_S15_014 | CAV | Included | Restaurant L1.150 | entity:QNL_L1_150_RESTAURANT |  |  |  | L1 | 150 | Restaurant | entity:QNL_L1-150_Restaurant | L1.150 RESTAURANT | D | no usable J, so column D stands
CAV_1F_S15_015 | CAV | Included | Restaurant L1.150 | entity:QNL_L1_150_RESTAURANT |  | Restaurant |  | L1 | 150 | Restaurant | entity:QNL_L1-150_Restaurant | L1.150 RESTAURANT | D | no usable J, so column D stands
CAV_1F_S15_016 | CAV | Included | Restaurant L1.150 | entity:QNL_L1_150_RESTAURANT |  | Restaurant |  | L1 | 150 | Restaurant | entity:QNL_L1-150_Restaurant | L1.150 RESTAURANT | D | no usable J, so column D stands
CAV_1F_S15_017 | CAV | Included | Restaurant L1.150 | entity:QNL_L1_150_RESTAURANT |  | Restaurant |  | L1 | 150 | Restaurant | entity:QNL_L1-150_Restaurant | L1.150 RESTAURANT | D | no usable J, so column D stands
CAV_1F_S15_018 | CAV | Included | AREAL PLATFORM PARK L1.100 | entity:QNL_L1_100_AERIAL_PLATFORM_PARKING |  |  |  | L1 | 100 | AERIAL PLATFORM PARKING | entity:QNL_L1-100_Aerial-Platform-Parking | L1.100 AERIAL PLATFORM PARKING | D->E | no usable J, so column D stands; D (AREAL PLATFORM PARK) does not match E - name taken from E
CAV_1F_S15_019 | CAV | Included | FURNITURE STORE L1.153 | entity:QNL_L1_153_FURNITURE_STORAGE |  |  |  | L1 | 153 | FURNITURE STORE | entity:QNL_L1-153_Furniture-Store | L1.153 FURNITURE STORE | D | no usable J, so column D stands; spelled 'FURNITURE STORE' here and 'FURNITURE STORAGE' in column E - one is a typo; ../projects/QNL/QNL_Ontology.xlsx calls L1.153 'FURNITURE-STORAGE'
CAV_B_S12_001 | CAV | Included | Plant Room 1 B.063 | entity:QNL_B_063_PLANT_ROOM_01 |  | Plant Rm 1 |  | B | 063 | PLANT ROOM 01 | entity:QNL_B-063_Plant-Room-01 | B.063 PLANT ROOM 01 | D | no usable J, so column D stands
CAV_B_S12_002 | CAV | Not Included | Plant Room 1 B.063 | entity:QNL_B_063_PLANT_ROOM_01 |  | Plant Rm 1 |  | B | 063 | PLANT ROOM 01 | entity:QNL_B-063_Plant-Room-01 | B.063 PLANT ROOM 01 | D | no usable J, so column D stands
CAV_B_S12_003 | CAV | Not Included | Plant Room 1 B.063 | entity:QNL_B_063_PLANT_ROOM_01 |  | Plant Rm 1 |  | B | 063 | PLANT ROOM 01 | entity:QNL_B-063_Plant-Room-01 | B.063 PLANT ROOM 01 | D | no usable J, so column D stands
CAV_B_S13_001 | CAV | Included | Corridor 2 B.064 | entity:QNL_B_064_CORRIDOR_2 |  | Corridor 2 |  | B | 064 | Corridor 2 | entity:QNL_B-064_Corridor-2 | B.064 CORRIDOR 2 | D | no usable J, so column D stands
CAV_B_S13_002 | CAV | Included | Corridor 2 B.064 | entity:QNL_B_064_CORRIDOR_2 |  | Corridor 2 |  | B | 064 | Corridor 2 | entity:QNL_B-064_Corridor-2 | B.064 CORRIDOR 2 | D | no usable J, so column D stands
CAV_B_S13_003 | CAV | Included | Corridor 2 B.064 | entity:QNL_B_064_CORRIDOR_2 |  |  |  | B | 064 | Corridor 2 | entity:QNL_B-064_Corridor-2 | B.064 CORRIDOR 2 | D | no usable J, so column D stands
CAV_B_S13_004 | CAV | Included | Corridor 2 B.064 | entity:QNL_B_064_CORRIDOR_2 |  | Corridor 2 |  | B | 064 | Corridor 2 | entity:QNL_B-064_Corridor-2 | B.064 CORRIDOR 2 | D | no usable J, so column D stands
CAV_B_S13_005 | CAV | Included | Corridor 2 B.064 | entity:QNL_B_064_CORRIDOR_2 |  | Corridor 2 |  | B | 064 | Corridor 2 | entity:QNL_B-064_Corridor-2 | B.064 CORRIDOR 2 | D | no usable J, so column D stands
CAV_B_S13_006 | CAV | Included | CORRIDOR 4 B.035 | entity:QNL_B_035_CORRIDOR_4 |  |  |  | B | 035 | CORRIDOR 4 | entity:QNL_B-035_Corridor-4 | B.035 CORRIDOR 4 | D | no usable J, so column D stands
CAV_B_S13_007 | CAV | Included | CORRIDOR 4 B.035 | entity:QNL_B_035_CORRIDOR_4 |  | Corridor 4 |  | B | 035 | CORRIDOR 4 | entity:QNL_B-035_Corridor-4 | B.035 CORRIDOR 4 | D | no usable J, so column D stands
CAV_B_S13_008 | CAV | Included | CORRIDOR 4 B.035 | entity:QNL_B_035_CORRIDOR_4 |  |  |  | B | 035 | CORRIDOR 4 | entity:QNL_B-035_Corridor-4 | B.035 CORRIDOR 4 | D | no usable J, so column D stands
CAV_B_S13_009 | CAV | Included | IT STORAGE B.104 | entity:QNL_B_104_STORAGE |  | Storage |  | B | 104 | STORAGE | entity:QNL_B-104_Storage | B.104 STORAGE | D->E | no usable J, so column D stands; D (IT STORAGE) does not match E - name taken from E
CAV_B_S13_010 | CAV | Not Included | Plant Room 2 B.070 | entity:QNL_B_070_PLANT_ROOM_02 |  | Plant Rm 2 |  | B | 070 | PLANT ROOM 02 | entity:QNL_B-070_Plant-Room-02 | B.070 PLANT ROOM 02 | D | no usable J, so column D stands
CAV_B_S13_011 | CAV | Not Included | Plant Room 2 B.070 | entity:QNL_B_070_PLANT_ROOM_02 |  | Plant Rm 2 |  | B | 070 | PLANT ROOM 02 | entity:QNL_B-070_Plant-Room-02 | B.070 PLANT ROOM 02 | D | no usable J, so column D stands
CAV_B_S13_012 | CAV | Not Included | Plant Room 2 B.070 | entity:QNL_B_070_PLANT_ROOM_02 |  | Plant Rm 2 |  | B | 070 | PLANT ROOM 02 | entity:QNL_B-070_Plant-Room-02 | B.070 PLANT ROOM 02 | D | no usable J, so column D stands
CAV_B_S13_013 | CAV | Not Included | GAS SUPPRESSION B.087 | entity:QNL_B_087_GAS_SUPPRESSION_ROOM |  | Gas Suppression |  | B | 087 | GAS SUPPRESSION ROOM | entity:QNL_B-087_Gas-Suppression-Room | B.087 GAS SUPPRESSION ROOM | D->E | no usable J, so column D stands; D (GAS SUPPRESSION) does not match E - name taken from E
CAV_B_S13_014 | CAV | Included | Corridor 2 B.064 | entity:QNL_B_064_CORRIDOR_2 |  |  |  | B | 064 | Corridor 2 | entity:QNL_B-064_Corridor-2 | B.064 CORRIDOR 2 | D | no usable J, so column D stands
CAV_B_S13_015 | CAV | Not Included | Server Room B.089 | entity:QNL_B_089_SERVER_ROOM |  | Server Rm |  | B | 089 | Server Room | entity:QNL_B-089_Server-Room | B.089 SERVER ROOM | D | no usable J, so column D stands
CAV_B_S13_020 | CAV | Not Included | UPS BATTERY ROOM B.084 | entity:QNL_B_084_UPS_BATTERY_ROOM |  |  |  | B | 084 | UPS BATTERY ROOM | entity:QNL_B-084_UPS-Battery-Room | B.084 UPS BATTERY ROOM | D | no usable J, so column D stands
CAV_B_S13_021 | CAV | Not Included | Sprinklers Pumps & Zones Valves B.072 | entity:QNL_B_072_SPRIMKLERS_PUMPS_&_ZONES_VALVES |  | Sprinkler Pump |  | B | 072 | SPRIMKLERS PUMPS & ZONES VALVES | entity:QNL_B-072_Sprimklers-Pumps-And-Zones-Valves | B.072 SPRIMKLERS PUMPS AND ZONES VALVES | D | no usable J, so column D stands; spelled 'Sprinklers Pumps & Zones Valves' here and 'SPRIMKLERS PUMPS & ZONES VALVES' in column E - one is a typo; ../projects/QNL/QNL_Ontology.xlsx calls B.072 'SPRINKLERS-PUMPS-ZONES-VALVES'
CAV_B_S13_050 | CAV | Not Included | PLANT ROOM B.104A | entity:QNL_B_104A_PLANT_ROOM |  |  |  | B | 104A | PLANT ROOM | entity:QNL_B-104A_Plant-Room | B.104A PLANT ROOM | D | no usable J, so column D stands
CAV_B_S14_001 | CAV | Included | OFFICE B.040 | entity:QNL_B_040_OFFICE |  |  |  | B | 040 | OFFICE | entity:QNL_B-040_Office | B.040 OFFICE | D | no usable J, so column D stands
CAV_B_S14_002 | CAV | Included | CORRIDOR 3 B.052 | entity:QNL_B_052_CORRIDOR_3 |  |  |  | B | 052 | CORRIDOR 3 | entity:QNL_B-052_Corridor-3 | B.052 CORRIDOR 3 | D | no usable J, so column D stands
CAV_B_S14_003 | CAV | Not Included | PLANT ROOM 3 B.110 | entity:QNL_B_110_PLANT_ROOM_03 |  |  |  | B | 110 | PLANT ROOM 03 | entity:QNL_B-110_Plant-Room-03 | B.110 PLANT ROOM 03 | D | no usable J, so column D stands
CAV_B_S14_004 | CAV | Not Included | PLANT ROOM 3 B.110 | entity:QNL_B_110_PLANT_ROOM_03 |  | Plant Rm 3 |  | B | 110 | PLANT ROOM 03 | entity:QNL_B-110_Plant-Room-03 | B.110 PLANT ROOM 03 | D | no usable J, so column D stands
CAV_B_S14_005 | CAV | Not Included | PLANT ROOM 3 B.110 | entity:QNL_B_110_PLANT_ROOM_03 |  |  |  | B | 110 | PLANT ROOM 03 | entity:QNL_B-110_Plant-Room-03 | B.110 PLANT ROOM 03 | D | no usable J, so column D stands
CAV_B_S14_006 | CAV | Included | Referigerate Store Kitchen Lobby B.044 | entity:QNL_B_044_BOH_KITCHEN |  |  |  | B | 044 | BOH KITCHEN | entity:QNL_B-044_BOH-Kitchen | B.044 BOH KITCHEN | D->E | no usable J, so column D stands; D (Referigerate Store Kitchen Lobby) does not match E - name taken from E
CAV_B_S14_007 | CAV | Included | Washing Area & Fine Binding B.044 | entity:QNL_B_044_BOH_KITCHEN |  |  |  | B | 044 | BOH KITCHEN | entity:QNL_B-044_BOH-Kitchen | B.044 BOH KITCHEN | D->E | no usable J, so column D stands; D (Washing Area & Fine Binding) does not match E - name taken from E
CAV_B_S15_001 | CAV | Included | Corridor 5 B.063 | entity:QNL_B_063_PLANT_ROOM_01 |  |  |  | B | 063 | PLANT ROOM 01 | entity:QNL_B-063_Plant-Room-01 | B.063 PLANT ROOM 01 | D->E | no usable J, so column D stands; D (Corridor 5) does not match E - name taken from E
CAV_B_S15_002 | CAV | Included | Corridor 5 B.063 | entity:QNL_B_063_PLANT_ROOM_01 |  |  |  | B | 063 | PLANT ROOM 01 | entity:QNL_B-063_Plant-Room-01 | B.063 PLANT ROOM 01 | D->E | no usable J, so column D stands; D (Corridor 5) does not match E - name taken from E
CAV_B_S15_003 | CAV | Included | Corridor 5 B.063 | entity:QNL_B_063_PLANT_ROOM_01 |  |  |  | B | 063 | PLANT ROOM 01 | entity:QNL_B-063_Plant-Room-01 | B.063 PLANT ROOM 01 | D->E | no usable J, so column D stands; D (Corridor 5) does not match E - name taken from E
DX_B01 | DX Unit |  | MV ROOM B.081 | entity:QNL_B_081_MV_ROOM |  | Corridor 4 | green | B | 035 | Corridor 4 | entity:QNL_B-035_Corridor-4 | B.035 CORRIDOR 4 | J | green row: took the last populated name (J); overrides column E (MV ROOM); no reference on the screen - taken from the drawings (B.081); the screen names this room without numbering it; the register numbers 'Corridor 4' B.035, so the reference borrowed from the same row (B.081) is dropped
DX_B02 | DX Unit |  | MV ROOM B.081 | entity:QNL_B_081_MV_ROOM |  | Corridor 4 | green | B | 035 | Corridor 4 | entity:QNL_B-035_Corridor-4 | B.035 CORRIDOR 4 | J | green row: took the last populated name (J); overrides column E (MV ROOM); no reference on the screen - taken from the drawings (B.081); the screen names this room without numbering it; the register numbers 'Corridor 4' B.035, so the reference borrowed from the same row (B.081) is dropped
DX_B03 | DX Unit |  | TRANSFORMER ROOM B.082 | entity:QNL_B_082_TRANSFORMER_ROOM |  | Emergency Lighting Battery Rm | green | B | 095 | EMERGENCY LIGHTING BATTERY ROOM | entity:QNL_B-095_Emergency-Lighting-Battery-Room | B.095 EMERGENCY LIGHTING BATTERY ROOM | J | green row: took the last populated name (J); overrides column E (TRANSFORMER ROOM); no reference on the screen - taken from the drawings (B.082); the screen names this room without numbering it; the register numbers 'Emergency Lighting Battery Rm' B.095, so the reference borrowed from the same row (B.082) is dropped
DX_B04 | DX Unit |  | TRANSFORMER ROOM B.082 | entity:QNL_B_082_TRANSFORMER_ROOM |  |  |  | B | 082 | TRANSFORMER ROOM | entity:QNL_B-082_Transformer-Room | B.082 TRANSFORMER ROOM | D | no usable J, so column D stands
DX_B05 | DX Unit |  | HV ROOM B.083 | entity:QNL_B_083_HV_ROOM |  |  |  | B | 083 | HV ROOM | entity:QNL_B-083_HV-Room | B.083 HV ROOM | D | no usable J, so column D stands
DX_B06 | DX Unit |  | HV ROOM B.083 | entity:QNL_B_083_HV_ROOM |  | Loading Area (pink, south-west) | green | B | 083 | HV ROOM | entity:QNL_B-083_HV-Room | B.083 HV ROOM | J | green row: took the last populated name (J); overrides column E (HV ROOM); no reference on the screen - taken from the drawings (B.083); the screen names this room without numbering it and the register does not name it anywhere else, so B.083 is borrowed from the same row - needs a check; B.083 is spelled 'Loading Area (pink, south-west)' on other rows; E names it 'HV ROOM', which settles it
DX_B07 | DX Unit |  | EMERGENCY LIGHTING BATTERY ROOM B.095 | entity:QNL_B_095_EMERGENCY_LIGHTING_BATTERY_ROOM |  | Emergency Lighting Battery Rm |  | B | 095 | EMERGENCY LIGHTING BATTERY ROOM | entity:QNL_B-095_Emergency-Lighting-Battery-Room | B.095 EMERGENCY LIGHTING BATTERY ROOM | D | no usable J, so column D stands
DX_B08 | DX Unit |  | UPS BATTERY ROOM B.084 | entity:QNL_B_084_UPS_BATTERY_ROOM |  | Emergency Lighting Battery Rm | green | B | 095 | EMERGENCY LIGHTING BATTERY ROOM | entity:QNL_B-095_Emergency-Lighting-Battery-Room | B.095 EMERGENCY LIGHTING BATTERY ROOM | J | green row: took the last populated name (J); overrides column E (UPS BATTERY ROOM); no reference on the screen - taken from the drawings (B.084); the screen names this room without numbering it; the register numbers 'Emergency Lighting Battery Rm' B.095, so the reference borrowed from the same row (B.084) is dropped
DX_B09 | DX Unit |  | UPS BATTERY ROOM B.084 | entity:QNL_B_084_UPS_BATTERY_ROOM |  |  |  | B | 084 | UPS BATTERY ROOM | entity:QNL_B-084_UPS-Battery-Room | B.084 UPS BATTERY ROOM | D | no usable J, so column D stands
DX_B10 | DX Unit |  | SECURITY & BMS B.102 | entity:QNL_B_102_SECURITY_&_BMS |  | Processing Rm | green | B | 103 | PROCESSING ROOM | entity:QNL_B-103_Processing-Room | B.103 PROCESSING ROOM | J | green row: took the last populated name (J); overrides column E (SECURITY & BMS); no reference on the screen - taken from the drawings (B.102); the screen names this room without numbering it; the register numbers 'Processing Rm' B.103, so the reference borrowed from the same row (B.102) is dropped
DX_B11 | DX Unit |  | ITTIGATION CONTROL ROOM B.046_ITT | entity:QNL_B046_ITT_ITTIGATION_CONTROL_ROOM |  | Security Equip. B.107 | green | B | 107 | SECURITY EQUIPMENT ROOM | entity:QNL_B-107_Security-Equipment-Room | B.107 SECURITY EQUIPMENT ROOM | J | green row: took the last populated name (J); overrides column E (ITTIGATION CONTROL ROOM); B.107 is spelled 'Security Equip.' on other rows; E names it 'SECURITY EQUIPMENT ROOM', which settles it
DX_B12 | DX Unit |  | SECURITY EQUIPMENT ROOM B.107 | entity:QNL_B_107_SECURITY_EQUIPMENT_ROOM |  |  |  | B | 107 | SECURITY EQUIPMENT ROOM | entity:QNL_B-107_Security-Equipment-Room | B.107 SECURITY EQUIPMENT ROOM | D | no usable J, so column D stands
DX_B13 | DX Unit |  | TRASH CHAMBER B.093 | entity:QNL_B_093_TRANSH_CHAMBER |  |  |  | B | 093 | TRANSH CHAMBER | entity:QNL_B-093_Transh-Chamber | B.093 TRANSH CHAMBER | D | no usable J, so column D stands; spelled 'TRASH CHAMBER' here and 'TRANSH CHAMBER' in column E - one is a typo; ../projects/QNL/QNL_Ontology.xlsx calls B.093 'TRASH-CHAMBER'
DX_B14 | DX Unit |  | TRANSFORMER ROOM B.082 | entity:QNL_B_082_TRANSFORMER_ROOM |  | Emergency Lighting Battery Rm | green | B | 095 | EMERGENCY LIGHTING BATTERY ROOM | entity:QNL_B-095_Emergency-Lighting-Battery-Room | B.095 EMERGENCY LIGHTING BATTERY ROOM | J | green row: took the last populated name (J); overrides column E (TRANSFORMER ROOM); no reference on the screen - taken from the drawings (B.082); the screen names this room without numbering it; the register numbers 'Emergency Lighting Battery Rm' B.095, so the reference borrowed from the same row (B.082) is dropped
DX_B15 | DX Unit |  | TRASH CHAMBER B.093 | entity:QNL_B_093_TRANSH_CHAMBER |  |  |  | B | 093 | TRANSH CHAMBER | entity:QNL_B-093_Transh-Chamber | B.093 TRANSH CHAMBER | D | no usable J, so column D stands; spelled 'TRASH CHAMBER' here and 'TRANSH CHAMBER' in column E - one is a typo; ../projects/QNL/QNL_Ontology.xlsx calls B.093 'TRASH-CHAMBER'
DX_B16 | DX Unit |  | EMERGENCY LIGHTING BATTERY ROOM B.095 | entity:QNL_B_095_EMERGENCY_LIGHTING_BATTERY_ROOM |  |  |  | B | 095 | EMERGENCY LIGHTING BATTERY ROOM | entity:QNL_B-095_Emergency-Lighting-Battery-Room | B.095 EMERGENCY LIGHTING BATTERY ROOM | D | no usable J, so column D stands
DX_B17 | DX Unit |  | REFRIGERATE STORE B.045A | entity:QNL_B_045A_REFRIGERATE_STORE |  |  |  | B | 045A | REFRIGERATE STORE | entity:QNL_B-045A_Refrigerate-Store | B.045A REFRIGERATE STORE | D | no usable J, so column D stands
DX_B18 | DX Unit |  | REFRIGERATE STORE B.045A | entity:QNL_B_045A_REFRIGERATE_STORE |  |  |  | B | 045A | REFRIGERATE STORE | entity:QNL_B-045A_Refrigerate-Store | B.045A REFRIGERATE STORE | D | no usable J, so column D stands
DX_B19 | DX Unit |  | REFRIGERATE STORE B.045A | entity:QNL_B_045A_REFRIGERATE_STORE |  |  |  | B | 045A | REFRIGERATE STORE | entity:QNL_B-045A_Refrigerate-Store | B.045A REFRIGERATE STORE | D | no usable J, so column D stands
DX_B20 | DX Unit |  | STORAGE B.092 | entity:QNL_B_092_STORAGE |  |  |  | B | 092 | STORAGE | entity:QNL_B-092_Storage | B.092 STORAGE | D | no usable J, so column D stands
DX_B21 | DX Unit |  | IDF Roof RP.001 | entity:QNL_P_004_PLANT_ZONE |  |  |  | P | 004 | PLANT ZONE | entity:QNL_P-004_Plant-Zone | P.004 PLANT ZONE | D->E | no usable J, so column D stands; D (IDF Roof RP.001) does not match E - name taken from E; no room number in the picked column - taken from E; the screen names this room without numbering it and the register gives 'PLANT ZONE' more than one reference, so P.004 is kept from the same row - needs a check
DX_B22 | DX Unit |  | REST ROOM SECURITY B.106_RES | entity:QNL_B106_RES_REST_ROOM_SECURITY |  |  |  | B | 106 | REST ROOM SECURITY | entity:QNL_B-106_Rest-Room-Security | B.106 REST ROOM SECURITY | D->E | no usable J, so column D stands; D (REST ROOM SECURITY _RES) does not match E - name taken from E; room number B.106 disagrees with E (B106.RES); ../projects/QNL/QNL_Ontology.xlsx calls B.106 'RES-REST-ROOM-SECURITY'
DX_B23 | DX Unit |  | SECURITY EQUIPMENT ROOM B.107 | entity:QNL_B_107_SECURITY_EQUIPMENT_ROOM |  |  |  | B | 107 | SECURITY EQUIPMENT ROOM | entity:QNL_B-107_Security-Equipment-Room | B.107 SECURITY EQUIPMENT ROOM | D | no usable J, so column D stands
DX_B24 | DX Unit |  | IDF Roof RP.001 | entity:QNL_P_004_PLANT_ZONE |  |  |  | P | 004 | PLANT ZONE | entity:QNL_P-004_Plant-Zone | P.004 PLANT ZONE | D->E | no usable J, so column D stands; D (IDF Roof RP.001) does not match E - name taken from E; no room number in the picked column - taken from E; the screen names this room without numbering it and the register gives 'PLANT ZONE' more than one reference, so P.004 is kept from the same row - needs a check
HEX01 | HEX |  | Plant Room 4 B.220 | entity:QNL_B_220_PLANT_ROOM_04 |  |  |  | B | 220 | PLANT ROOM 04 | entity:QNL_B-220_Plant-Room-04 | B.220 PLANT ROOM 04 | D | no usable J, so column D stands
HEX02 | HEX |  | Plant Room 4 B.220 | entity:QNL_B_220_PLANT_ROOM_04 |  |  |  | B | 220 | PLANT ROOM 04 | entity:QNL_B-220_Plant-Room-04 | B.220 PLANT ROOM 04 | D | no usable J, so column D stands
HEX03 | HEX |  | Plant Room 4 B.220 | entity:QNL_B_220_PLANT_ROOM_04 |  |  |  | B | 220 | PLANT ROOM 04 | entity:QNL_B-220_Plant-Room-04 | B.220 PLANT ROOM 04 | D | no usable J, so column D stands
HEX04 | HEX |  | Plant Room 4 B.220 | entity:QNL_B_220_PLANT_ROOM_04 |  |  |  | B | 220 | PLANT ROOM 04 | entity:QNL_B-220_Plant-Room-04 | B.220 PLANT ROOM 04 | D | no usable J, so column D stands
HEX05 | HEX |  | PH PLANT B.211 | entity:QNL_B_211_PH_PLANT_ROOM |  |  |  | B | 211 | PH PLANT ROOM | entity:QNL_B-211_Ph-Plant-Room | B.211 PH PLANT ROOM | D->E | no usable J, so column D stands; D (PH PLANT) does not match E - name taken from E
EF_201 | EF |  | L-3 L1.L-3 | entity:QNL_L1-L-3_L-3 |  |  |  | L1 | L-3 | L-3 | entity:QNL_L1-L-3_L-3 | L-3 L 3 | D | no usable J, so column D stands
EF_B05 | EF |  | FUMIGATION B.085 | entity:QNL_B_085_FUMIGATION_ROOM |  |  |  | B | 085 | FUMIGATION ROOM | entity:QNL_B-085_Fumigation-Room | B.085 FUMIGATION ROOM | D->E | no usable J, so column D stands; D (FUMIGATION) does not match E - name taken from E
EF_B06 | EF |  | DIGITIZATION CENTER B.055 | entity:QNL_B_055_DIGITIZATION_CENTER |  |  |  | B | 055 | DIGITIZATION CENTER | entity:QNL_B-055_Digitization-Center | B.055 DIGITIZATION CENTER | D | no usable J, so column D stands
EF_B07 | EF |  | Loading Room B.109 | entity:QNL_B_109_LOADING_AREA |  | Loading Area (north-west grey band) |  | B | 109 | LOADING AREA | entity:QNL_B-109_Loading-Area | B.109 LOADING AREA | D->E | no usable J, so column D stands; D (Loading Room) does not match E - name taken from E
EF_B08 | EF |  | Loading Room B.109 | entity:QNL_B_109_LOADING_AREA |  |  |  | B | 109 | LOADING AREA | entity:QNL_B-109_Loading-Area | B.109 LOADING AREA | D->E | no usable J, so column D stands; D (Loading Room) does not match E - name taken from E
EF_B09 | EF |  | Generator B.080 | entity:QNL_B_080_GENERATOR |  |  |  | B | 080 | Generator | entity:QNL_B-080_Generator | B.080 GENERATOR | D | no usable J, so column D stands
EF_B10 | EF |  | Trash room B.093 | entity:QNL_B_093_TRANSH_CHAMBER |  |  |  | B | 093 | TRANSH CHAMBER | entity:QNL_B-093_Transh-Chamber | B.093 TRANSH CHAMBER | D->E | no usable J, so column D stands; D (Trash room) does not match E - name taken from E; ../projects/QNL/QNL_Ontology.xlsx calls B.093 'TRASH-CHAMBER'
EF_B11 | EF |  | Fuel pump room B.091 | entity:QNL_B_091_FUEL_ROOM |  |  |  | B | 091 | FUEL ROOM | entity:QNL_B-091_Fuel-Room | B.091 FUEL ROOM | D->E | no usable J, so column D stands; D (Fuel pump room) does not match E - name taken from E
EF_B12 | EF |  | IDF ROOM B.214 | entity:QNL_B_214_IDF_ROOM |  |  |  | B | 214 | IDF ROOM | entity:QNL_B-214_IDF-Room | B.214 IDF ROOM | D | no usable J, so column D stands
EF_B13 | EF |  | Sprinklers Pumps B.072 | entity:QNL_B_072_SPRIMKLERS_PUMPS_&_ZONES_VALVES |  | Plant Rm 2 | green | B | 072 | SPRIMKLERS PUMPS & ZONES VALVES | entity:QNL_B-072_Sprimklers-Pumps-And-Zones-Valves | B.072 SPRIMKLERS PUMPS AND ZONES VALVES | J | green row: took the last populated name (J); overrides column E (SPRIMKLERS PUMPS & ZONES VALVES); no reference on the screen - taken from the drawings (B.072); the screen names this room without numbering it and the register does not name it anywhere else, so B.072 is borrowed from the same row - needs a check; B.072 is spelled 'Plant Rm 2' on other rows; E names it 'SPRIMKLERS PUMPS & ZONES VALVES', which settles it; ../projects/QNL/QNL_Ontology.xlsx calls B.072 'SPRINKLERS-PUMPS-ZONES-VALVES'
EF_B14 | EF |  | Fire Command B.071 | entity:QNL_B_071_FIRE_COMMAND_ROOM |  | Corridor 2 | green | B | 064 | Corridor 2 | entity:QNL_B-064_Corridor-2 | B.064 CORRIDOR 2 | J | green row: took the last populated name (J); overrides column E (FIRE COMMAND ROOM); no reference on the screen - taken from the drawings (B.071); the screen names this room without numbering it; the register numbers 'Corridor 2' B.064, so the reference borrowed from the same row (B.071) is dropped
EF_B15 | EF |  | Loading Room B.109 | entity:QNL_B_109_LOADING_AREA |  |  |  | B | 109 | LOADING AREA | entity:QNL_B-109_Loading-Area | B.109 LOADING AREA | D->E | no usable J, so column D stands; D (Loading Room) does not match E - name taken from E
EF_B16 | EF |  | Loading Room B.109 | entity:QNL_B_109_LOADING_AREA |  |  |  | B | 109 | LOADING AREA | entity:QNL_B-109_Loading-Area | B.109 LOADING AREA | D->E | no usable J, so column D stands; D (Loading Room) does not match E - name taken from E
EF_BBV01 | EF |  | Plant Room 2 B.070 | entity:QNL_B_070_PLANT_ROOM_02 |  |  |  | B | 070 | PLANT ROOM 02 | entity:QNL_B-070_Plant-Room-02 | B.070 PLANT ROOM 02 | D | no usable J, so column D stands
EF_BBV02 | EF |  | Plant Room 2 B.070 | entity:QNL_B_070_PLANT_ROOM_02 |  | Plant Rm 2 |  | B | 070 | PLANT ROOM 02 | entity:QNL_B-070_Plant-Room-02 | B.070 PLANT ROOM 02 | D | no usable J, so column D stands
EF_RP01 | EF |  | Plant Zone P.002 | entity:QNL_P_002_PLANT_ZONE |  |  |  | P | 002 | Plant Zone | entity:QNL_P-002_Plant-Zone | P.002 PLANT ZONE | D | no usable J, so column D stands
EF_RP02 | EF |  | Plant Zone P.004 | entity:QNL_P_004_PLANT_ZONE |  |  |  | P | 004 | Plant Zone | entity:QNL_P-004_Plant-Zone | P.004 PLANT ZONE | D | no usable J, so column D stands
EF_RP03 | EF |  | Plant Zone P.007 | entity:QNL_P_007_PLANT_ZONE |  | Plant Zone |  | P | 007 | Plant Zone | entity:QNL_P-007_Plant-Zone | P.007 PLANT ZONE | D | no usable J, so column D stands
KEF_101 | KEF |  | RESTAURANT L1.067 | entity:QNL_L1_067_RESTAURANT |  |  |  | L1 | 067 | RESTAURANT | entity:QNL_L1-067_Restaurant | L1.067 RESTAURANT | D | no usable J, so column D stands
KEF_B019 | KEF |  | MEP KITCHEN B.049 | entity:QNL_B_049_MEP_KITCHEN |  |  |  | B | 049 | MEP KITCHEN | entity:QNL_B-049_MEP-Kitchen | B.049 MEP KITCHEN | D | no usable J, so column D stands
KEF_B020 | KEF |  | CORRIDOR 3 B.052 | entity:QNL_B_052_CORRIDOR_3 |  |  |  | B | 052 | CORRIDOR 3 | entity:QNL_B-052_Corridor-3 | B.052 CORRIDOR 3 | D | no usable J, so column D stands
KEF_B04 | KEF |  | BREAKOUT AREA B.001A | entity:QNL_B_001A_BREAK_OUT_AREA |  |  |  | B | 001A | BREAK OUT AREA | entity:QNL_B-001A_Break-Out-Area | B.001A BREAK OUT AREA | D | no usable J, so column D stands; spelled 'BREAK OUT AREA' on the clearest source
SEF_RP04 | SEF |  | Plant Zone P.002 | entity:QNL_P_002_PLANT_ZONE |  |  |  | P | 002 | Plant Zone | entity:QNL_P-002_Plant-Zone | P.002 PLANT ZONE | D | no usable J, so column D stands
SEF_RP05 | SEF |  | Plant Zone P.002 | entity:QNL_P_002_PLANT_ZONE |  |  |  | P | 002 | Plant Zone | entity:QNL_P-002_Plant-Zone | P.002 PLANT ZONE | D | no usable J, so column D stands
SEF_RP06 | SEF |  | Plant Zone P.002 | entity:QNL_P_002_PLANT_ZONE |  |  |  | P | 002 | Plant Zone | entity:QNL_P-002_Plant-Zone | P.002 PLANT ZONE | D | no usable J, so column D stands
SEF_RP07 | SEF |  | Plant Zone P.004 | entity:QNL_P_004_PLANT_ZONE |  |  |  | P | 004 | Plant Zone | entity:QNL_P-004_Plant-Zone | P.004 PLANT ZONE | D | no usable J, so column D stands
SEF_RP08 | SEF |  | Plant Zone P.004 | entity:QNL_P_004_PLANT_ZONE |  |  |  | P | 004 | Plant Zone | entity:QNL_P-004_Plant-Zone | P.004 PLANT ZONE | D | no usable J, so column D stands
SEF_RP09 | SEF |  | Plant Zone P.004 | entity:QNL_P_004_PLANT_ZONE |  |  |  | P | 004 | Plant Zone | entity:QNL_P-004_Plant-Zone | P.004 PLANT ZONE | D | no usable J, so column D stands
SEF_RP10 | SEF |  | Plant Zone P.007 | entity:QNL_P_007_PLANT_ZONE |  | Plant Zone |  | P | 007 | Plant Zone | entity:QNL_P-007_Plant-Zone | P.007 PLANT ZONE | D | no usable J, so column D stands
SEF_RP11 | SEF |  | Plant Zone P.006 | entity:QNL_P_006_PLANT_ZONE |  | Plant Zone |  | P | 006 | Plant Zone | entity:QNL_P-006_Plant-Zone | P.006 PLANT ZONE | D | no usable J, so column D stands
SEF_RP12 | SEF |  | Plant Zone P.006 | entity:QNL_P_006_PLANT_ZONE |  | Plant Zone |  | P | 006 | Plant Zone | entity:QNL_P-006_Plant-Zone | P.006 PLANT ZONE | D | no usable J, so column D stands
SEF_ZoneA | SEF |  | Plant Zone P.002 | entity:QNL_P_002_PLANT_ZONE |  |  |  | P | 002 | Plant Zone | entity:QNL_P-002_Plant-Zone | P.002 PLANT ZONE | D | no usable J, so column D stands
SEF_ZoneB | SEF |  | Plant Zone P.004 | entity:QNL_P_004_PLANT_ZONE |  |  |  | P | 004 | Plant Zone | entity:QNL_P-004_Plant-Zone | P.004 PLANT ZONE | D | no usable J, so column D stands
SEF_ZoneC | SEF |  | Plant Zone P.007 | entity:QNL_P_007_PLANT_ZONE |  |  |  | P | 007 | Plant Zone | entity:QNL_P-007_Plant-Zone | P.007 PLANT ZONE | D | no usable J, so column D stands
TEF_101C | TEF |  | ELEC SHAFT L1.E2 | entity:QNL_L1-E2_ELEC_SHAFT |  |  |  | L1 | E2 | SHAFT | entity:QNL_L1-E2_Shaft | E2 SHAFT | D->E | no usable J, so column D stands; D (ELEC SHAFT) does not match E - name taken from E; room number L1.E2 disagrees with E (L1-E2.ELEC); ../projects/QNL/QNL_Ontology.xlsx calls L1.E2 'ELEC-SHAFT'
TEF_102C | TEF |  | ELEC SHAFT L1.E1 | entity:QNL_L1-E1_ELEC_SHAFT |  |  |  | L1 | E1 | SHAFT | entity:QNL_L1-E1_Shaft | E1 SHAFT | D->E | no usable J, so column D stands; D (ELEC SHAFT) does not match E - name taken from E; room number L1.E1 disagrees with E (L1-E1.ELEC); ../projects/QNL/QNL_Ontology.xlsx calls L1.E1 'ELEC-SHAFT'
TEF_B01A | TEF |  | PLANT ROOM 3 B.110 | entity:QNL_B_110_PLANT_ROOM_03 |  |  |  | B | 110 | PLANT ROOM 03 | entity:QNL_B-110_Plant-Room-03 | B.110 PLANT ROOM 03 | D | no usable J, so column D stands
TEF_B01B | TEF |  | PLANT ROOM 3 B.110 | entity:QNL_B_110_PLANT_ROOM_03 |  |  |  | B | 110 | PLANT ROOM 03 | entity:QNL_B-110_Plant-Room-03 | B.110 PLANT ROOM 03 | D | no usable J, so column D stands
TEF_B02A | TEF |  | PLANT ROOM 2 B.070 | entity:QNL_B_070_PLANT_ROOM_02 |  |  |  | B | 070 | PLANT ROOM 02 | entity:QNL_B-070_Plant-Room-02 | B.070 PLANT ROOM 02 | D | no usable J, so column D stands
TEF_B02B | TEF |  | PLANT ROOM 2 B.070 | entity:QNL_B_070_PLANT_ROOM_02 |  |  |  | B | 070 | PLANT ROOM 02 | entity:QNL_B-070_Plant-Room-02 | B.070 PLANT ROOM 02 | D | no usable J, so column D stands
TEF_B03A | TEF |  | COMPACT SHELVING-MAIN COLLECTION B.120 | entity:QNL_B_120_COMPACT_SHELVING_-MAIN_COLLECTION |  |  |  | B | 120 | COMPACT SHELVING -MAIN COLLECTION | entity:QNL_B-120_Compact-Shelving-Main-Collection | B.120 COMPACT SHELVING MAIN COLLECTION | D | no usable J, so column D stands; spelled 'COMPACT SHELVING -MAIN COLLECTION' on the clearest source
TEF_B03B | TEF |  | COMPACT SHELVING-MAIN COLLECTION B.120 | entity:QNL_B_120_COMPACT_SHELVING_-MAIN_COLLECTION |  |  |  | B | 120 | COMPACT SHELVING -MAIN COLLECTION | entity:QNL_B-120_Compact-Shelving-Main-Collection | B.120 COMPACT SHELVING MAIN COLLECTION | D | no usable J, so column D stands; spelled 'COMPACT SHELVING -MAIN COLLECTION' on the clearest source
CCU_B01 | CCU |  | QTEL ROOM B.048 | entity:QNL_B_048_QTEL_ROOM |  |  |  | B | 048 | QTEL ROOM | entity:QNL_B-048_QTEL-Room | B.048 QTEL ROOM | D | no usable J, so column D stands
CCU_B02 | CCU |  | QTEL ROOM B.048 | entity:QNL_B_048_QTEL_ROOM |  |  |  | B | 048 | QTEL ROOM | entity:QNL_B-048_QTEL-Room | B.048 QTEL ROOM | D | no usable J, so column D stands
CCU_B03 | CCU |  | TELECOM ROOM B.050 | entity:QNL_B_050_TELECOM_ROOM |  |  |  | B | 050 | TELECOM ROOM | entity:QNL_B-050_Telecom-Room | B.050 TELECOM ROOM | D | no usable J, so column D stands
CCU_B04 | CCU |  | TELECOM ROOM B.050 | entity:QNL_B_050_TELECOM_ROOM |  |  |  | B | 050 | TELECOM ROOM | entity:QNL_B-050_Telecom-Room | B.050 TELECOM ROOM | D | no usable J, so column D stands
CCU_B05 | CCU |  | SERVER ROOM B.089 | entity:QNL_B_089_SERVER_ROOM |  |  |  | B | 089 | SERVER ROOM | entity:QNL_B-089_Server-Room | B.089 SERVER ROOM | D | no usable J, so column D stands
CCU_B06 | CCU |  | SERVER ROOM B.089 | entity:QNL_B_089_SERVER_ROOM |  |  |  | B | 089 | SERVER ROOM | entity:QNL_B-089_Server-Room | B.089 SERVER ROOM | D | no usable J, so column D stands
CCU_B07 | CCU |  | SERVER ROOM B.089 | entity:QNL_B_089_SERVER_ROOM |  |  |  | B | 089 | SERVER ROOM | entity:QNL_B-089_Server-Room | B.089 SERVER ROOM | D | no usable J, so column D stands
CCU_B08 | CCU |  | VAULT_B.141_VAU | entity:QNL_B141_VAU_VAULT |  |  |  | B | 141 | VAULT | entity:QNL_B-141_Vault | B.141 VAULT | D->E | no usable J, so column D stands; D (VAULT_ _VAU) does not match E - name taken from E; room number B.141 disagrees with E (B141.VAU); ../projects/QNL/QNL_Ontology.xlsx calls B.141 'HLP-HL-PLANT-ROOM'
CCU_B09 | CCU |  | VAULT_B.141_VAU | entity:QNL_B141_VAU_VAULT |  |  |  | B | 141 | VAULT | entity:QNL_B-141_Vault | B.141 VAULT | D->E | no usable J, so column D stands; D (VAULT_ _VAU) does not match E - name taken from E; room number B.141 disagrees with E (B141.VAU); ../projects/QNL/QNL_Ontology.xlsx calls B.141 'HLP-HL-PLANT-ROOM'
CCU_B10 | CCU |  | IDF B.222 | entity:QNL_B_222_IDF |  |  |  | B | 222 | IDF | entity:QNL_B-222_IDF | B.222 IDF | D | no usable J, so column D stands
CCU_B11 | CCU |  | IDF B.222 | entity:QNL_B_222_IDF |  |  |  | B | 222 | IDF | entity:QNL_B-222_IDF | B.222 IDF | D | no usable J, so column D stands
CCU_8081 | CCU | [12 empty] | the ontology gives this equipment no room and no screen reading names one - needs a client check
CCU_8082 | CCU | [12 empty] | the ontology gives this equipment no room and no screen reading names one - needs a client check
CCU_8083 | CCU | [12 empty] | the ontology gives this equipment no room and no screen reading names one - needs a client check
CCU_8084 | CCU | [12 empty] | the ontology gives this equipment no room and no screen reading names one - needs a client check
CCU_8085 | CCU | [12 empty] | the ontology gives this equipment no room and no screen reading names one - needs a client check
CCU_8086 | CCU | [12 empty] | the ontology gives this equipment no room and no screen reading names one - needs a client check
CCU_MDFRm | CCU | [12 empty] | the ontology gives this equipment no room and no screen reading names one - needs a client check
CCU_Qtel | CCU | [12 empty] | the ontology gives this equipment no room and no screen reading names one - needs a client check
CCU_Server_Rm | CCU | [12 empty] | the ontology gives this equipment no room and no screen reading names one - needs a client check
CCU_AVServer_Rm | CCU | [12 empty] | the ontology gives this equipment no room and no screen reading names one - needs a client check
CCU_HeritageVault | CCU | [12 empty] | the ontology gives this equipment no room and no screen reading names one - needs a client check
CHW_P01 | CHW Pump |  | Plant Room 4 B.220 | entity:QNL_B_220_PLANT_ROOM_04 |  |  |  | B | 220 | PLANT ROOM 04 | entity:QNL_B-220_Plant-Room-04 | B.220 PLANT ROOM 04 | D | no usable J, so column D stands
CHW_P02 | CHW Pump |  | Plant Room 4 B.220 | entity:QNL_B_220_PLANT_ROOM_04 |  |  |  | B | 220 | PLANT ROOM 04 | entity:QNL_B-220_Plant-Room-04 | B.220 PLANT ROOM 04 | D | no usable J, so column D stands
CHW_P03 | CHW Pump |  | Plant Room 4 B.220 | entity:QNL_B_220_PLANT_ROOM_04 |  |  |  | B | 220 | PLANT ROOM 04 | entity:QNL_B-220_Plant-Room-04 | B.220 PLANT ROOM 04 | D | no usable J, so column D stands
CHW_P04 | CHW Pump |  | Plant Room 4 B.220 | entity:QNL_B_220_PLANT_ROOM_04 |  |  |  | B | 220 | PLANT ROOM 04 | entity:QNL_B-220_Plant-Room-04 | B.220 PLANT ROOM 04 | D | no usable J, so column D stands
CHWPU_P01 | CHW Pump |  | Plant Room 4 B.220 | entity:QNL_B_220_PLANT_ROOM_04 |  |  |  | B | 220 | PLANT ROOM 04 | entity:QNL_B-220_Plant-Room-04 | B.220 PLANT ROOM 04 | D | no usable J, so column D stands
CHWPU_P02 | CHW Pump | [12 empty] | the ontology gives this equipment no room and no screen reading names one - needs a client check
ELEC_Gen | Generator |  | Generator B.080 | entity:QNL_B_080_GENERATOR |  |  |  | B | 080 | Generator | entity:QNL_B-080_Generator | B.080 GENERATOR | D | no usable J, so column D stands