## HQ Asset Registry
HQ - CONTROLLABLE ASSET REGISTRY
Tag No. | Equipment Type | Included / Not included | Room (final) | Zones Served | Supply Air Temp (°C) | Return Air Temp (°C) | Occ. SP Cooling (°C) | Occ. SP Heating (°C) | Unocc. SP Cooling (°C) | Unocc. SP Heating (°C)
AHU12_0001 | AHU | Not Included | RF.001 ROOF | VAV/9/4.3 legal consult / VAV/9/40 Legal Archieve/ VAV/9/38 BMO ARCHIEVE/ VAV/9/39 CORRIDOR…. | 14.2 | 22.55
AHU12_0002 | AHU | Not Included | RF.001 ROOF | VAV/11/4 EXEC. DIR. CORR. F.-UP 11.015/ VAV/11/6 SHEIKHA WING CORRIDOR 11.601 / VAV/11/2 EXEC. DIR. COOR.F.-UP 11.013…. | 17.23 | 22.79
AHU12_0003 | AHU | Not Included | RF.001 ROOF |  | 17.23 | 22.79
AHU12_0004 | AHU | Not Included | RF.001 ROOF | VAV/9/6 BMO EXEC. ASSIST. 9.016/ VAV/9/10 BMO EXEC. SEC. 9.020 / VAV/11/08 LEGAL ADVISOR 11.018… | 15.52 | 23.41
AHU12_0006 | AHU | Not Included | RF.001 ROOF | Sheikha Wing multi purpose room 10.002 | 17.57 | 26.01
AHU12_0007 | AHU | Not Included | RF.001 ROOF | VAV/12/01 SHEIKHA WING LOBBY 11.201 / VAV/12/09/ SHEIKHA WING MEETING ROOM 11.204 / VAV/12/03 SHEIKHA ENSUITE 11.202 ... | 15.42 | 22.87
AHU12_0008 | AHU | Not Included | RF.001 ROOF |  | 19.15 | 22.34
AHU12_0009 | AHU | Not Included | RF.001 ROOF |  | 14.09 | 24.33
AHU12_0010 | AHU | Not Included | RF.001 ROOF | Auditorium lvl . 9 / Visitor Center Corridor 08.202 | 12.05 | 21.94
AHU2_0001 | AHU | Not Included | 2.302 SPA PLANT ROOM | SPA MALE TREATMENT 3 2.202 / SPA MALE TREATMENT 2 2.203 / SPA MALE TREATMENT 1 2.204 / SPA CHANGING ROOM 2.213 / SPA FM TREATMENT 2.212…. | 19.93 | 25.01
AHU5_0001 | AHU | Not Included | 5.301 PLANT ROOM | VAV/5/55 CORRIDOR / VAV/5/41 VP EDU MEMBER OF EDU 5.201 / VAV/5/42 VP EDU CHP EXEC SEC 5.211…. With common zones with AHU5_0002 | 16.74 | 22.12
AHU5_0002 | AHU | Not Included | 5.301 PLANT ROOM | VAV/5/56 CORRIDOR / VAV/5/46->48 VP EDU MEMBER OF EDU 5.308/ VAV/5/50 VP EDU ENSUIT 5.210…. With common zones with AHU5_0001 | 16.74 | 22.12
AHU9_0001 | AHU | Not Included | 9.111 PLANT ROOM | VAV/9/30 BOD EXECUTIVE 9.036 / VAV/9/32 BOD SECRETARY 9.037 / VAV/9/24 CORRIDOR…. | 17.18 | 22.05
AHU9_0002 | AHU | Not Included | 9.111 PLANT ROOM | VAV/10/48-49 10.101 Consultant Space / VAV/10/27 10.029 Sh. Serv. Dir. Tr. & Gu. Serv. / VAV/10/30 10.031 Communic. Dir. Comm. Designer…. | 14.1 | 24.9
AHU9_0003 | AHU | Not Included | 9.109 AHU ROOM |  | 10.8 | 23.22
AHUB_0001 | AHU | Not Included | B1.001 AHU 4 | VAV/G/48->51 CONFERENCE ROOM B1.021 / VAV/G/31 G.036 PR & MARKET STAFF / VAV/G/32 G.035 PR MARKET MANAGER… / VAV/1/29 01.027 FINANCE AUDITOR/ VAV/1/28 01.026 PROF. STAFF AUDITOR…. / VAV/2/49 02.101A OFFICE SPACE / VAV/2/39 02.010 SUPP. SERV. ADMINIST. / VAV/2/31 02.102 CONSULTANT SPACE OTHERS ... | 17.53 | 23.22
AHUB_0002 | AHU | Not Included | B1.001 AHU 4 |  | 17.53 | 23.22
AHUB_0003 | AHU | Not Included | B1.006 AHU 1 | VAV/G/7 PR&MARKET STAFF G.013 / VAV/G/08 VISITOR CENTER OFFICE G.014 / VAV/1/42->45 STAFF LOUNGE 1.101… | 17.22 | 22.92
AHUB_0004 | AHU | Not Included | B1.006 AHU 1 |  | 17.22 | 22.92
AHUB_0005 | AHU | Not Included | B1.016 AHU 2 | VAV/G/16 PR&MARKET SECRETART G.022/ VAV/G/19 CIRCULATION / CAC/G/17 PR &MARKET STAFF G.023/ VAV/2/14 SUPP. SERV. ADMINIST 2.031 / VAV/2/13 SUPP. SERV. SECRETARY 2.030…. | 17.37 | 23.02
AHUB_0006 | AHU | Not Included | B1.016 AHU 2 |  | 17.37 | 23.02
AHUB_0007 | AHU | Not Included | B1.022 AHU 3 | VAV/G/53 & 54 G.108 CONSULTANT SPACE TRAINEES / VAV/G/42 G.025 FINANCE CASHIER/ VAV/G/45 E-TOWER LOBBY... | 17.65 | 22.17
AHUB_0008 | AHU | Included | B1.001 AHU 4 | Auditorium G.102 | 17.22 | 21.77
AHUB_0009 | AHU | Not Included | B1.019 AHU | B1.114 FILING STORAGE / B1.021 FILING STORAGE / B1.113 SHEIKHA LOBBY SECURITY ROOM / B1.121 MAINTENANCE ROOM / B1.022 PLAT ROOM … | 16.6 | 23.21
AHUB_0010 | AHU | Not Included | B1.019 AHU | VAV/1/81&68 STAFF CAFETERIA 1.701/ VAV/1/60 FOOD HEAT UP 1.702/ VAV/1/67 STAFF CAFETERIA 1.701 | 14.47 | 22.03
AHUB_0011 | AHU | Not Included | B1.019 AHU | VAV/B/4->6 SUPP. SPACE MAIL ROOM B1.110 / BAB/B/07 SUPPORT SPACE STATIONARY B1.109/ VAV/1/63->66 MAIN LOBBY… | 16.46 | 21.72
FCU0001 | FCU | Not Included | B1.512 IDF ROOM
FCU0002 | FCU | Not Included | B1.003 CONTROL ROOM
FCU0003 | FCU | Not Included | B1.107 DOCK MASTER OFFICE
FCU0004 | FCU | Not Included | B1.116 SHEIKHA LOBBY
FCU0005 | FCU | Not Included | B1.003 CONTROL ROOM
FCU0006 | FCU | Not Included | B1.122 SUPPORT SPACE FOOD STORAGE
FCU0007 | FCU | Not Included | B1.123 SUPPORT SPACE FOOD STORAGE
FCU0008 | FCU | Not Included | B1.015 SUPPORT SPACE LOADING
FCU0009 | FCU | Not Included | B1.014 SUPPORT SPACE DRY WASTE STORAGE
FCU0010 | FCU | Not Included | B1.124 WASTE BIN WASH UP
FCU0011 | FCU | Included | B1.117 CHAUFFER ROOM
FCU0012 | FCU | Not Included | G.531 IDF ROOM
FCU0013 | FCU | Not Included | G.531 IDF ROOM
FCU0014 | FCU | Not Included | G.512 IDF ROOM
FCU0015 | FCU | Included | G.031 PR AND MARKET STAFF
FCU0016 | FCU | Included | G.017 COPY PRINT
FCU0017 | FCU | Not Included | G.005 EMERGENCY CONTROL CENTER
FCU0018 | FCU | Not Included | G.511 VESTIBULE
FCU0019 | FCU | Not Included | 1.531 IDF ROOM
FCU0020 | FCU | Not Included | 1.531 IDF ROOM
FCU0021 | FCU | Not Included | 1.512 IDF ROOM
FCU0022 | FCU | Included | 1.112 PRINT COPY
FCU0023 | FCU | Not Included | 2.531 IDF ROOM
FCU0024 | FCU | Not Included | 2.531 IDF ROOM
FCU0025 | FCU | Not Included | 2.701 TERRACE
FCU0026 | FCU | Not Included | 2.701 TERRACE
FCU0027 | FCU | Not Included | 2.701 TERRACE
FCU0028 | FCU | Included | 2.103 PRINT COPY
FCU0029 | FCU | Not Included | 2.207 SPA LOUNGE BAR
FCU0030 | FCU | Not Included | 2.207 SPA LOUNGE BAR
FCU0031 | FCU | Not Included | 2.208 SPA FITNESS STUDIO
FCU0032 | FCU | Not Included | 2.208 SPA FITNESS STUDIO
FCU0033 | FCU | Not Included | 2.208 SPA FITNESS STUDIO
FCU0034 | FCU | Not Included | 2.209 SPA OFFICE
FCU0035 | FCU | Not Included | 2.210 SPA STAFF WAITING AREA
FCU0036 | FCU | Not Included | 2.211 SPA FEMALE BEAUTY SALON
FCU0037 | FCU | Not Included | 2.211 SPA FEMALE BEAUTY SALON
FCU0038 | FCU | Not Included | 2.212 SPA FM TREATMENT 1
FCU0039 | FCU | Not Included | 2.213 SPA CHANGING ROOM
FCU0040 | FCU | Not Included | 2.213 SPA CHANGING ROOM
FCU0041 | FCU | Not Included | 2.214 SPA FM TREATMENT 2
FCU0042 | FCU | Not Included | 2.215 SPA FM TREATMENT 3
FCU0043 | FCU | Not Included | 2.216 SPA FM RELAXATION
FCU0044 | FCU | Not Included | 2.216 SPA FM RELAXATION
FCU0045 | FCU | Not Included | 2.201 SPA MALE RELAXATION
FCU0046 | FCU | Not Included | 2.201 SPA MALE RELAXATION
FCU0047 | FCU | Not Included | 2.201 SPA MALE RELAXATION
FCU0048 | FCU | Not Included | 2.202 SPA MALE TREATMENT 3
FCU0049 | FCU | Not Included | 2.203 SPA MALE TREATMENT 2
FCU0050 | FCU | Not Included | 2.204 SPA MALE TREATMENT 1
FCU0051 | FCU | Not Included | 2.205 SPA MALE CHANGING ROOM
FCU0052 | FCU | Not Included | 2.205 SPA MALE CHANGING ROOM
FCU0053 | FCU | Not Included | 2.206 SPA ENTRANCE
FCU0054 | FCU | Not Included | 2.603 SPA LOBBY
FCU0055 | FCU | Not Included | 2.603 SPA LOBBY
FCU0056 | FCU | Not Included | 2.512 MECHANICAL ROOM
FCU0057 | FCU | Not Included | 2.302 SPA PLANT ROOM
FCU0058 | FCU | Not Included | 2.311 SPA MALE HEAT EXP
FCU0059 | FCU | Not Included | 3.531 IDF ROOM
FCU0060 | FCU | Not Included | 3.531 IDF ROOM
FCU0061 | FCU | Not Included | 3.512 IDF ROOM
FCU0062 | FCU | Included | 3.203 COPY PRINT
FCU0063 | FCU | Included | 3.103 PRINT COPY
FCU0064 | FCU | Not Included | 3.630 CORRIDOR BRIDGE
FCU0065 | FCU | Not Included | 3.630 CORRIDOR BRIDGE
FCU0066 | FCU | Not Included | 3.630 CORRIDOR BRIDGE
FCU0067 | FCU | Not Included | 5.602 BRIDGE
FCU0068 | FCU | Not Included | 5.602 BRIDGE
FCU0069 | FCU | Not Included | 5.602 BRIDGE
FCU0070 | FCU | Not Included | 5.602 BRIDGE
FCU0071 | FCU | Not Included | 4.531 IDF ROOM
FCU0072 | FCU | Not Included | 4.105 PANTRY
FCU0073 | FCU | Not Included | 4.512 IDF ROOM
FCU0074 | FCU | Included | 4.202 PRINT COPY
FCU0075 | FCU | Not Included | 4.214 GSM ROOM
FCU0076 | FCU | Not Included | 4.214 GSM ROOM
FCU0077 | FCU | Not Included | 4.701 VP ADM TERRACE
FCU0078 | FCU | Not Included | 4.701 VP ADM TERRACE
FCU0079 | FCU | Not Included | 4.701 VP ADM TERRACE
FCU0080 | FCU | Not Included | 4.701 VP ADM TERRACE
FCU0081 | FCU | Not Included | 4.702 TERRACE
FCU0082 | FCU | Not Included | 4.703 TERRACE
FCU0083 | FCU | Not Included | 4.702 TERRACE
FCU0084 | FCU | Included | 4.110 PRINT COPY
FCU0085 | FCU | Not Included | 5.531 IDF ROOM
FCU0086 | FCU | Not Included | 5.531 IDF ROOM
FCU0087 | FCU | Not Included | 5.512 IDF ROOM
FCU0088 | FCU | Included | 5.103 PRINT COPY
FCU0089 | FCU | Not Included | 6.604 BRIDGE CORRIDOR
FCU0090 | FCU | Not Included | 6.604 BRIDGE CORRIDOR
FCU0091 | FCU | Not Included | 6.604 BRIDGE CORRIDOR
FCU0092 | FCU | Not Included | 5.602 BRIDGE
FCU0093 | FCU | Not Included | 5.602 BRIDGE
FCU0094 | FCU | Not Included | 5.602 BRIDGE
FCU0095 | FCU | Not Included | 5.602 BRIDGE
FCU0096 | FCU | Not Included | 6.531 IDF ROOM
FCU0097 | FCU | Not Included | B1.512 IDF ROOM
FCU0098 | FCU | Not Included | 6.512 IDF ROOM
FCU0099 | FCU | Not Included | 7.602 BRIDGE
FCU0100 | FCU | Not Included | 7.602 BRIDGE
FCU0101 | FCU | Not Included | 7.602 BRIDGE
FCU0102 | FCU | Included | 6.104 PRINT COPY
FCU0103 | FCU | Included | 6.208 PRINT COPY |  |  |  | 21 | NA | 21 | NA
FCU0104 | FCU | Not Included | 7.531 IDF ROOM |  |  |  | NA | NA | NA | NA
FCU0105 | FCU | Not Included | 7.531 IDF ROOM |  |  |  | NA | NA | NA | NA
FCU0106 | FCU | Not Included | 7.512 IDF ROOM |  |  |  | NA | NA | NA | NA
FCU0107 | FCU | Included | 7.101 PRINT COPY |  |  |  | 21 | NA | 21 | NA
FCU0108 | FCU | Included | 7.104 PRINT COPY |  |  |  | 21 | NA | 21 | NA
FCU0109 | FCU | Not Included | 8.512 IDF ROOM |  |  |  | NA | NA | NA | NA
FCU0110 | FCU | Not Included | 9.531 IDF ROOM |  |  |  | NA | NA | NA | NA
FCU0111 | FCU | Not Included | G.512 IDF ROOM
FCU0112 | FCU | Not Included | 9.512 IDF ROOM |  |  |  | NA | NA | NA | NA
FCU0113 | FCU | Not Included | 10.531 IDF ROOM |  |  |  | NA | NA | NA | NA
FCU0114 | FCU | Not Included | 1.114 STAFF LOUNGE STORAGE
FCU0115 | FCU | Not Included | 10.512 IDF ROOM |  |  |  | NA | NA | NA | NA
FCU0116 | FCU | Included | 10.038 PRINT COPY |  |  |  | 21 | NA | 21 | NA
FCU0117 | FCU | Included | 10.014 PRINT COPY |  |  |  | 21 | NA | 21 | NA
FCU0118 | FCU | Included | 10.111 AV ROOM |  |  |  | NA | NA | NA | NA
FCU0119 | FCU | Not Included | 11.531 IDF ROOM |  |  |  | NA | NA | NA | NA
FCU0120 | FCU | Not Included | 11.531 IDF ROOM |  |  |  | NA | NA | NA | NA
FCU0121 | FCU | Not Included | 11.110 ELECTRIC CLOSET |  |  |  | NA | NA | NA | NA
FCU0122 | FCU | Not Included | 11.108 PRINT COPY ROOM |  |  |  | 21.9 | NA | NA | NA
FCU0123 | FCU | Included | 11.106 MCC ELEC ROOM |  |  |  | 21 | NA | 21 | NA
FCU0124 | FCU | Not Included | 11.107 AV IT |  |  |  | NA | NA | NA | NA
FCU0125 | FCU | Not Included | 11.512 IDF ROOM |  |  |  | 23.02 | NA | NA | NA
FCU0126 | FCU | Not Included | 12.002 MCC CLOSET
FCU0127 | FCU | Not Included | 12.002 MCC CLOSET
FCU0128 | FCU | Not Included | 12.003 MCC CLOSET
FCU0129 | FCU | Not Included | 12.003 MCC CLOSET
FCU0130 | FCU | Not Included | 12.004 MCC CLOSET
FCU0131 | FCU | Not Included | RF.002 ROOF PLANT WALKWAY
FCU0132 | FCU | Not Included | 9.112 AV ROOM IN VISITOR CENTER |  |  |  | 21.9 | NA | 21.9 | NA
VAV0001 | VAV | Included | B1.103 STAFF LOBBY | [5 empty] | 24 | 18.96
VAV0002 | VAV | Included | B1.103 STAFF LOBBY | [5 empty] | 24 | 18.96
VAV0003 | VAV | Included | B1.103 STAFF LOBBY | [5 empty] | 24 | 18.4
VAV0004 | VAV | Included | B1.110 MALE BREAK ROOM | [5 empty] | 24.98 | 18.4
VAV0005 | VAV | Not Included | B1.116 SHEIKHA LOBBY | [5 empty] | 18.96 | 18.4
VAV0006 | VAV | Not Included | B1.116 SHEIKHA LOBBY | [5 empty] | 18.96 | 18.4
VAV0007 | VAV | Not Included | G.008 CONTROL ROOM | [5 empty] | 22.88 | 18.4
VAV0008 | VAV | Not Included | G.009 PR AND MARKET MANAGER | [5 empty] | 25.12 | 18.96
VAV0009 | VAV | Included | G.010 PR AND MARKET STAFF | [5 empty] | 25.12 | 18.96
VAV0011 | VAV | Not Included | G.011 PR AND MARKET MANAGER | [5 empty] | 24.56 | 18.54
VAV0012 | VAV | Included | G.012 PR AND MARKET STAFF | [5 empty] | 22.6 | 16.44
VAV0013 | VAV | Not Included | G.014 VISITOR CENT OFFICE | [5 empty] | 22.6 | 16.44
VAV0014 | VAV | Included | G.015 PR AND MARKET STAFF | [5 empty] | 25.12 | 18.96
VAV0015 | VAV | Included | G.018 PR AND MARKET STAFF | [5 empty] | 22.04 | 16.02
VAV0016 | VAV | Included | G.019 PR AND MARKET STAFF | [5 empty] | 27.92 | 18.4
VAV0017 | VAV | Included | G.020 PR AND MARKET STAFF | [5 empty] | 27.92 | 18.4
VAV0018 | VAV | Included | G.021 PR AND MARKET STAFF | [5 empty] | 26.52 | 20.5
VAV0019 | VAV | Included | G.022 PR AND MARKET SECRETARY | [5 empty] | 23.02 | 17
VAV0020 | VAV | Included | G.023 PR AND MARKET STAFF | [5 empty] | 26.52 | 20.5
VAV0021 | VAV | Not Included | G.601 CORRIDOR | [5 empty] | 27.92 | 18.4
VAV0022 | VAV | Not Included | G.601 CORRIDOR | [5 empty] | 27.92 | 18.4
VAV0023 | VAV | Included | G.105 SHOP | [5 empty] | 27.92 | 18.4
VAV0024 | VAV | Not Included | G.104 LOBBY | [5 empty] | 27.92 | 18.4
VAV0025 | VAV | Not Included | G.104 LOBBY | [5 empty] | 27.92 | 24.98
VAV0026 | VAV | Not Included | G.103 BMS
VAV0027 | VAV | Not Included | G.004 PR AND MARKET MANAGER
VAV0028 | VAV | Not Included | G.003 PR AND MARKET MANAGER
VAV0029 | VAV | Not Included | G.002 PR AND MARKET MANAGER
VAV0030 | VAV | Not Included | G.400 CORRIDOR SOUTH WEST SW
VAV0031 | VAV | Included | G.001 PR AND MARKET STAFF
VAV0032 | VAV | Included | G.038 PR AND MARKET STAFF
VAV0033 | VAV | Included | G.037 PR AND MARKET STAFF
VAV0034 | VAV | Included | G.036 PR AND MARKET STAFF
VAV0035 | VAV | Included | G.035 PR AND MARKET STAFF
VAV0036 | VAV | Included | G.034 PR AND MARKET STAFF
VAV0037 | VAV | Included | G.033 PR AND MARKET STAFF
VAV0038 | VAV | Included | G.032 PR AND MARKET STAFF
VAV0039 | VAV | Included | G.030 PR AND MARKET STAFF
VAV0040 | VAV | Included | G.029 PR AND MARKET STAFF
VAV0041 | VAV | Included | G.029 PR AND MARKET STAFF
VAV0042 | VAV | Not Included | G.028 PR AND MARKET DIRECTOR ENSUIT
VAV0043 | VAV | Included | G.026 FINANCE CASHIER
VAV0044 | VAV | Not Included | G.025 VIP LOUNGE
VAV0045 | VAV | Not Included | G.107 E TOWER LOBBY
VAV0046 | VAV | Not Included | G.602 CORRIDOR SOUTH EAST
VAV0047 | VAV | Not Included | G.603 CORRIDOR SOUTH EAST
VAV0048 | VAV | Included | G.101 CONFERENCE ROOM
VAV0049 | VAV | Included | G.101 CONFERENCE ROOM
VAV0050 | VAV | Included | G.101 CONFERENCE ROOM
VAV0051 | VAV | Included | G.101 CONFERENCE ROOM
VAV0052 | VAV | Included | G.108 CONSULTANT SPACE TRAINEES
VAV0053 | VAV | Included | G.108 CONSULTANT SPACE TRAINEES
VAV0054 | VAV | Not Included | 1.011 FINANCE MANAGER
VAV0055 | VAV | Not Included | 1.012 FINANCE MANAGER
VAV0056 | VAV | Not Included | 1.013 FINANCE MANAGER
VAV0057 | VAV | Included | 1.014 FINANCE PROFSTAFF
VAV0058 | VAV | Included | 1.015 FINANCE PROFSTAFF
VAV0059 | VAV | Included | 1.016 FINANCE SECRETARY
VAV0060 | VAV | Not Included | 1.017 FINANCE DIRECTOR ENSUIT
VAV0061 | VAV | Not Included | 1.018 FINANCE MANAGER
VAV0062 | VAV | Not Included | 1.019 FINANCE MANAGER
VAV0063 | VAV | Not Included | 1.020 FINANCE MANAGER
VAV0064 | VAV | Included | 1.021 FINANCE SECRETARY
VAV0065 | VAV | Included | 1.022 FINANCE SECRETARY
VAV0066 | VAV | Included | 1.023 FINANCE AUDIT
VAV0067 | VAV | Included | 1.024 FINANCE AUDIT
VAV0068 | VAV | Included | 1.025 FINANCE PROFSTAFF
VAV0069 | VAV | Included | 1.026 FINANCE PROFSTAFF
VAV0070 | VAV | Not Included | 1.027 FINANCE AUDITOR
VAV0071 | VAV | Not Included | 1.028 FINANCE MANAGER
VAV0072 | VAV | Not Included | 1.029 FINANCE MANAGER
VAV0073 | VAV | Included | 1.001 FINANCE CLERICAL SECRETARIES
VAV0074 | VAV | Not Included | 1.002 FINANCE MANAGER
VAV0075 | VAV | Not Included | 1.003 FINANCE MANAGER
VAV0076 | VAV | Not Included | 1.004 FINANCE MANAGER
VAV0077 | VAV | Included | 1.005 FINANCE SECRETARY
VAV0078 | VAV | Included | 1.006 FINANCE PROFSTAFF
VAV0079 | VAV | Included | 1.007 FINANCE CLERICAL PROFSTAFF
VAV0080 | VAV | Not Included | 1.401 GROUND FLOOR VIP ENTRANCE
VAV0081 | VAV | Not Included | 1.401 GROUND FLOOR VIP ENTRANCE
VAV0082 | VAV | Not Included | 1.401 GROUND FLOOR VIP ENTRANCE
VAV0083 | VAV | Included | 1.101 STAFF LOUNGE
VAV0084 | VAV | Included | 1.101 STAFF LOUNGE
VAV0085 | VAV | Included | 1.101 STAFF LOUNGE
VAV0086 | VAV | Included | 1.101 STAFF LOUNGE
VAV0087 | VAV | Included | 1.108 FINANCE MEETING ROOM
VAV0088 | VAV | Included | 1.109 CONSULTANT SPACE TRAINEES
VAV0089 | VAV | Included | 1.109 CONSULTANT SPACE TRAINEES
VAV0090 | VAV | Included | G.104 LOBBY
VAV0091 | VAV | Included | 1.105 PRAYER ROOM
VAV0092 | VAV | Included | 1.106 FINANCE CASHIER
VAV0093 | VAV | Included | 1.116 FINANCE SECURE ROOM
VAV0094 | VAV | Not Included | 1.117 FINANCE AUDITOR
VAV0095 | VAV | Not Included | 1.115 FINANCE AUDITOR
VAV0096 | VAV | Included | 1.101 STAFF LOUNGE
VAV0097 | VAV | Not Included | 1.602 CORRIDOR
VAV0098 | VAV | Not Included | 1.602 CORRIDOR
VAV0099 | VAV | Not Included | 1.601 CORRIDOR
VAV0100 | VAV | Included | 1.111 FINANCE RECORD STORAGE
VAV0101 | VAV | Included | 1.702 FOOD HEAT UP
VAV0102 | VAV | Included | 1.706 WASHING AREA
VAV0103 | VAV | Not Included | G.104 LOBBY
VAV0104 | VAV | Not Included | G.104 LOBBY
VAV0105 | VAV | Not Included | G.104 LOBBY
VAV0106 | VAV | Not Included | G.104 LOBBY
VAV0107 | VAV | Included | 1.701 STAFF CAFETERIA
VAV0108 | VAV | Included | 1.701 STAFF CAFETERIA
VAV0109 | VAV | Not Included | 2.018 SUPPSERV DIRECTOR ENSUIT
VAV0110 | VAV | Included | 2.019 SUPPSERVADMINIST
VAV0111 | VAV | Included | 2.020 SUPPSERVADMINIST
VAV0112 | VAV | Included | 2.021 SUPPSERVADMINIST
VAV0113 | VAV | Included | 2.022 SUPP SER SECRETARY
VAV0114 | VAV | Included | 2.023 SUPPSERVADMINIST
VAV0115 | VAV | Included | 2.024 SUPPSERVADMINIST
VAV0116 | VAV | Included | 2.025 SUPPSERVADMINIST
VAV0117 | VAV | Included | 2.026 SUPP SER SECRETARY
VAV0118 | VAV | Included | 2.027 SUPPSERVADMINIST
VAV0119 | VAV | Included | 2.028 SUPPSERVADMINIST
VAV0120 | VAV | Included | 2.029 SUPPSERVADMINIST
VAV0121 | VAV | Included | 2.030 SUPP SER SECRETARY
VAV0122 | VAV | Included | 2.031 SUPPSERVADMINIST
VAV0123 | VAV | Included | 2.032 SUPPSERVADMINIST
VAV0124 | VAV | Included | 2.033 SUPPSERVADMINIST
VAV0125 | VAV | Included | 2.034 SUPP SER SECRETARY
VAV0126 | VAV | Included | 2.035 SUPPSERVADMINIST
VAV0127 | VAV | Included | 2.036 SUPPSERVADMINIST
VAV0128 | VAV | Included | 2.110A OFFICE SPACE
VAV0129 | VAV | Not Included | 2.601 S TOWER CORRIDOR
VAV0130 | VAV | Not Included | 2.601 S TOWER CORRIDOR
VAV0131 | VAV | Included | 2.109 SHELL SPACE
VAV0132 | VAV | Included | 2.108 SUPPSERV MEETING ROOM
VAV0133 | VAV | Included | 2.108 SUPPSERV MEETING ROOM
VAV0134 | VAV | Not Included | 2.105 LOUNGE
VAV0135 | VAV | Included | 2.104 CONSULTANTS SPACE OTHERS
VAV0136 | VAV | Included | 2.104 CONSULTANTS SPACE OTHERS
VAV0137 | VAV | Included | 2.102 CONSULTANTS SPACE OTHERS
VAV0138 | VAV | Included | 2.017 SUPP SER SECRETARY
VAV0139 | VAV | Included | 2.016 SUPPSERVADMINIST
VAV0140 | VAV | Included | 2.015 SUPPSERVADMINIST
VAV0141 | VAV | Included | 2.014 SUPPSERVADMINIST
VAV0142 | VAV | Included | 2.013 SUPP SER SECRETARY
VAV0143 | VAV | Included | 2.012 SUPPSERVADMINIST
VAV0144 | VAV | Included | 2.011 SUPPSERVADMINIST
VAV0145 | VAV | Included | 2.010 SUPPSERVADMINIST
VAV0146 | VAV | Included | 2.009 SUPP SER SECRETARY
VAV0147 | VAV | Not Included | 2.008 DOHA DEBATE EXECUTIVE
VAV0148 | VAV | Not Included | 2.007 DOHA DEBATE EXECUTIVE
VAV0149 | VAV | Not Included | 2.006 DOHA DEBATE EXECUTIVE
VAV0150 | VAV | Not Included | 2.005 DOHA DEBATE EXECUTIVE
VAV0151 | VAV | Included | 2.004 DOHA DEBATE SECRETARY
VAV0152 | VAV | Not Included | 2.003 DOHA DEBATE EXECUTIVE
VAV0153 | VAV | Not Included | 2.002 DOHA DEBATE EXECUTIVE
VAV0154 | VAV | Included | 2.001 STORAGE ROOM
VAV0155 | VAV | Included | 2.101A OFFICE SPACE
VAV0156 | VAV | Not Included | 2.601 S TOWER CORRIDOR
VAV0157 | VAV | Included | 3.017 HR IMMIG STAFF
VAV0158 | VAV | Included | 3.018 HR IMMIG STAFF
VAV0159 | VAV | Included | 3.019 HR IMMIG STAFF
VAV0160 | VAV | Included | 3.020 HR IMMIG STAFF
VAV0161 | VAV | Included | 3.021 HR IMMIG STAFF
VAV0162 | VAV | Included | 3.022 HR IMMIG SECRETARY
VAV0163 | VAV | Included | 3.023 HR IMMIG STAFF
VAV0164 | VAV | Included | 3.024 HR IMMIG STAFF
VAV0165 | VAV | Included | 3.025 HR IMMIG STAFF
VAV0166 | VAV | Included | 3.026 HR IMMIG STAFF
VAV0167 | VAV | Included | 3.027 HR IMMIG STAFF
VAV0168 | VAV | Included | 3.028 HR IMMIG STAFF
VAV0169 | VAV | Included | 3.029 HR IMMIG STAFF
VAV0170 | VAV | Included | 3.030 HR IMMIG STAFF
VAV0171 | VAV | Included | 3.031 HR IMMIG STAFF
VAV0172 | VAV | Included | 3.032 HR IMMIG SECRETARY
VAV0173 | VAV | Included | 3.033 MEETING ROOM
VAV0174 | VAV | Included | 3.033 MEETING ROOM
VAV0175 | VAV | Included | 3.105B OFFICE SPACE
VAV0176 | VAV | Not Included | 3.601 S TOWER CORRIDOR
VAV0177 | VAV | Not Included | 3.360 ABLUTION ROOM
VAV0178 | VAV | Included | 3.105A FEMALE PRAYER ROOM
VAV0179 | VAV | Not Included | 3.601 S TOWER CORRIDOR
VAV0180 | VAV | Not Included | 3.001 LOUNGE
VAV0181 | VAV | Included | 3.102 CONSULTANT SPACE TRAINEES
VAV0182 | VAV | Included | 3.102 CONSULTANT SPACE TRAINEES
VAV0183 | VAV | Included | 3.102 CONSULTANT SPACE TRAINEES
VAV0184 | VAV | Included | 3.104 HR IMMG SECRETARY
VAV0185 | VAV | Included | 3.012 HR IMMIG STAFF
VAV0186 | VAV | Included | 3.013 HR IMMIG STAFF
VAV0187 | VAV | Included | 3.014 HR IMMIG STAFF
VAV0188 | VAV | Included | 3.015 HR IMMIG STAFF
VAV0189 | VAV | Included | 3.016 HR IMMIG STAFF
VAV0190 | VAV | Included | 3.003 HR IMMIG STAFF
VAV0191 | VAV | Included | 3.004 HR IMMIG STAFF
VAV0192 | VAV | Included | 3.005 HR IMMIG STAFF
VAV0193 | VAV | Included | 3.006 HR IMMIG STAFF
VAV0194 | VAV | Included | 3.007 HR IMMIG STAFF
VAV0195 | VAV | Included | 3.008 HR IMMIG STAFF
VAV0196 | VAV | Included | 3.009 HR IMMIG STORAGE
VAV0197 | VAV | Included | 3.010 HR IMMIG STAFF
VAV0198 | VAV | Included | 3.011 HR IMMIG STAFF
VAV0199 | VAV | Included | 3.101 SHELL SPACE
VAV0200 | VAV | Included | 3.002 HR IMMIG STAFF
VAV0201 | VAV | Not Included | 3.601 S TOWER CORRIDOR
VAV0202 | VAV | Included | 3.202A OFFICE SPACE
VAV0203 | VAV | Included | 3.202B OFFICE SPACE
VAV0204 | VAV | Included | 3.205 HR IMMIG IMMIGRATION
VAV0205 | VAV | Not Included | 3.206 HR IMMIG MANAGER
VAV0206 | VAV | Not Included | 3.207 HR IMMIG MANAGER
VAV0207 | VAV | Not Included | 3.208 HR IMMIG MANAGER
VAV0208 | VAV | Not Included | 3.209 HR IMMIG MANAGER
VAV0209 | VAV | Included | 3.210 HR IMMIG OFFICER
VAV0210 | VAV | Included | 3.210 HR IMMIG OFFICER
VAV0211 | VAV | Not Included | 3.211 HR IMMIG MANAGER
VAV0212 | VAV | Included | 3.212 HR IMMIG SECRETARIES
VAV0213 | VAV | Not Included | 3.213 HR IMMIG DIR ENSUIT
VAV0214 | VAV | Not Included | 3.214 IT SECRETARY
VAV0215 | VAV | Not Included | 3.215 IT DIR ENSUIT
VAV0216 | VAV | Included | 3.216 PROC CONTR SECRETARY
VAV0217 | VAV | Not Included | 3.201 PROC AND CONTRLDIRENSUIT
VAV0218 | VAV | Included | 3.301 PROC AND CONTR MEETING ROOM
VAV0219 | VAV | Included | 3.301 PROC AND CONTR MEETING ROOM
VAV0220 | VAV | Included | 3.302 HR IMMG MEETING ROOM
VAV0221 | VAV | Not Included | 3.602 E TOWER CORRIDOR
VAV0222 | VAV | Not Included | 4.004 STR PL DIR ENSUIT
VAV0223 | VAV | Not Included | 4.005 STR PL DIR MEETING ROOM
VAV0224 | VAV | Not Included | 4.006 STR PL DIR MANAGER
VAV0225 | VAV | Not Included | 4.007 STR PL DIR MANAGER
VAV0226 | VAV | Not Included | 4.008 STR PL DIR MANAGER
VAV0227 | VAV | Not Included | 4.009 STR PL DIR HEAD OF PL
VAV0228 | VAV | Not Included | 4.010 STR PL DIR HEAD OF PL
VAV0229 | VAV | Not Included | 4.011 STR PL DIR HEAD OF PL
VAV0230 | VAV | Not Included | 4.012 STR PL DIR HEAD OF PL
VAV0231 | VAV | Not Included | 4.013 STR PL DIR HEAD OF PL
VAV0232 | VAV | Not Included | 4.014 STR PL DIR MANAGER
VAV0233 | VAV | Included | 4.015A OFFICE SPACE
VAV0234 | VAV | Included | 4.015C OFFICE SPACE
VAV0235 | VAV | Not Included | 4.601 S TOWER CORRIDOR
VAV0236 | VAV | Not Included | 4.109 VP EDU STORAGE
VAV0237 | VAV | Not Included | 4.601 S TOWER CORRIDOR
VAV0238 | VAV | Included | 4.108 STR PL DIR ARCHIVE ROOM
VAV0239 | VAV | Included | 4.107 STR PL DIR TECH STAFF
VAV0240 | VAV | Not Included | 4.104 WAITING LOUNGE
VAV0241 | VAV | Not Included | 4.104 WAITING LOUNGE
VAV0242 | VAV | Not Included | 4.002 STR PL DIR MANAGER
VAV0243 | VAV | Included | 4.003 STR PL DIR EXEC SECRE
VAV0244 | VAV | Included | 4.001B OFFICE SPACE
VAV0245 | VAV | Included | 4.001D OFFICE SPACE
VAV0246 | VAV | Included | 4.001F OFFICE SPACE
VAV0247 | VAV | Included | 4.001G OFFICE SPACE
VAV0248 | VAV | Included | 4.103 STORAGE SPACE
VAV0249 | VAV | Included | 4.102 SHELL SPACE
VAV0250 | VAV | Included | 4.101 SHELL SPACE
VAV0251 | VAV | Not Included | 4.601 S TOWER CORRIDOR
VAV0252 | VAV | Included | 4.201 SHELL SPACE
VAV0253 | VAV | Included | 4.204 SHELL SPACE
VAV0254 | VAV | Not Included | 4.205 VP ADM MANAGER
VAV0255 | VAV | Not Included | 4.206 VP ADM MANAGER
VAV0256 | VAV | Not Included | 4.208 VP ADM EXECSECRET
VAV0257 | VAV | Not Included | 4.208 VP ADM EXECSECRET
VAV0258 | VAV | Not Included | 4.209 VP ADM MANAGER
VAV0259 | VAV | Not Included | 4.210 VP ADM MANAGER
VAV0260 | VAV | Not Included | 4.211 VP ADM MANAGER
VAV0261 | VAV | Included | 4.212 VP ADM PERSASSIST
VAV0262 | VAV | Not Included | 4.213 VP ADM ENSUIT
VAV0263 | VAV | Not Included | 4.301 VP ADM MEETING ROOM
VAV0264 | VAV | Not Included | 4.301 VP ADM MEETING ROOM
VAV0265 | VAV | Not Included | 4.603 E TOWER CORRIDOR
VAV0266 | VAV | Not Included | 4.603 E TOWER CORRIDOR
VAV0267 | VAV | Not Included | 5.012 VP EDU OFFICE DIRECTOR ENSUIT
VAV0268 | VAV | Not Included | 5.013 VP EDU SECRETARY
VAV0269 | VAV | Included | 5.014 VP EDU ASSISTANT
VAV0270 | VAV | Included | 5.015 VP EDU ASSISTANT
VAV0271 | VAV | Included | 5.016 VP EDU ASSISTANT
VAV0272 | VAV | Included | 5.017 VP EDU ASSISTANT
VAV0273 | VAV | Not Included | 5.018 VP EDU OFFICERS
VAV0274 | VAV | Not Included | 5.019 VP EDU OFFICERS
VAV0275 | VAV | Not Included | 5.020 VP EDU OFFICERS
VAV0276 | VAV | Not Included | 5.021 VP EDU OFFICERS
VAV0277 | VAV | Not Included | 5.022 VP EDU OFFICERS
VAV0278 | VAV | Not Included | 5.023 VP EDU OFFICERS
VAV0279 | VAV | Included | 5.024 VP EDU SECRETARY
VAV0280 | VAV | Not Included | 5.025 VP EDU OFFICE DIRECTOR ENSUIT
VAV0281 | VAV | Included | 5.026 VP EDU ASSISTANT
VAV0282 | VAV | Not Included | 5.601 S TOWER CORRIDOR
VAV0283 | VAV | Not Included | 5.110 VP EDU OFFICERS
VAV0284 | VAV | Not Included | 5.109 ELECTRICAL CABINET
VAV0285 | VAV | Not Included | 5.108 VP EDU ASSISTANT
VAV0286 | VAV | Not Included | 5.107 VP EDUCATION SUPPSECRET
VAV0287 | VAV | Not Included | 5.107 VP EDUCATION SUPPSECRET
VAV0288 | VAV | Not Included | 5.104 VP EDU LOUNGE WAITING
VAV0289 | VAV | Not Included | 5.104 VP EDU LOUNGE WAITING
VAV0290 | VAV | Included | 5.009 VP1 VP EDU OFFICERS
VAV0291 | VAV | Included | 5.010 VP EDU OFFICERS
VAV0292 | VAV | Included | 5.011 VP EDU ASSISTANT
VAV0293 | VAV | Not Included | 5.002 VP EDU OFF DIR ENSUIT
VAV0294 | VAV | Not Included | 5.003 VP EDU SECRETARY
VAV0295 | VAV | Included | 5.004 VP EDU ASSISTANT
VAV0296 | VAV | Included | 5.005 VP EDU OFFICERS
VAV0297 | VAV | Included | 5.006 VP EDU OFFICERS
VAV0298 | VAV | Included | 5.007 VP EDU OFFICERS
VAV0299 | VAV | Included | 5.008 VP EDU ASSISTANT
VAV0300 | VAV | Included | 5.102 MEETING ROOM
VAV0301 | VAV | Included | 5.102 MEETING ROOM
VAV0302 | VAV | Included | 5.101 VP EDU SECRET
VAV0303 | VAV | Included | 5.001 VP EDU ASSISTANT
VAV0304 | VAV | Not Included | 5.601 S TOWER CORRIDOR
VAV0305 | VAV | Included | 5.201 VP EDU MEMBERS OF EDU
VAV0306 | VAV | Included | 5.202 VP EDU MEMBERS OF EDU
VAV0307 | VAV | Included | 5.203 VP EDU MEMBERS OF EDU
VAV0308 | VAV | Included | 5.205 VP EDU MEETING ROOM
VAV0309 | VAV | Included | 5.205 VP EDU MEETING ROOM
VAV0310 | VAV | Included | 5.206 VP EDU MEMBERS OF EDU
VAV0311 | VAV | Included | 5.207 VP EDU MEMBERS OF EDU
VAV0312 | VAV | Included | 5.208 VP EDU MEMBERS OF EDU
VAV0313 | VAV | Included | 5.209 VP EDU MEMBERS OF EDU
VAV0314 | VAV | Not Included | 5.210 VP EDU ENSUIT
VAV0315 | VAV | Not Included | 5.211 VP EDU CHPEXECSECRET
VAV0316 | VAV | Included | 5.212 VP EDU MEMBERS OF EDU
VAV0317 | VAV | Not Included | 5.213 VP EDU OFFICE DIRECTOR ENSUIT
VAV0318 | VAV | Not Included | 5.350 CORRIDOR
VAV0319 | VAV | Not Included | 5.350 CORRIDOR
VAV0320 | VAV | Not Included | 5.350 CORRIDOR
VAV0321 | VAV | Not Included | 5.350 CORRIDOR
VAV0322 | VAV | Not Included | 5.027 VP EDU OFFICERS
VAV0323 | VAV | Included | 6.012 INTAUDIT SEN JNTAUD
VAV0324 | VAV | Included | 6.013 INTAUDIT SECRETARY
VAV0325 | VAV | Included | 6.014 ACA AUDIT SUPP AUDIT
VAV0326 | VAV | Included | 6.015 ACA AUDIT SUPP AUDIT
VAV0327 | VAV | Included | 6.016 ACA AUDIT SUPP AUDIT
VAV0328 | VAV | Included | 6.017 ACA AUDIT SUPP AUDIT
VAV0329 | VAV | Included | 6.018 ACA AUDIT SUPP AUDIT
VAV0330 | VAV | Included | 6.019 ACA AUDIT SUPP AUDIT
VAV0331 | VAV | Included | 6.020 ACA AUDIT SUPP AUDIT
VAV0332 | VAV | Included | 6.021 ACA AUDIT SECRETARY
VAV0333 | VAV | Included | 6.022 ACA AUDIT SECRETARY
VAV0334 | VAV | Included | 6.023 ACA AUDIT ACA SENAUD
VAV0335 | VAV | Included | 6.024 ACA AUDIT ACA SENAUD
VAV0336 | VAV | Included | 6.025 FACILITY MANAGSECRETARY
VAV0337 | VAV | Not Included | 6.026 FACILITY MANAG DIR ENSUIT
VAV0338 | VAV | Not Included | 6.027 VP CAPITAL CONSULTANT
VAV0339 | VAV | Not Included | 6.028 VP CAPITAL CONSULTANT
VAV0340 | VAV | Not Included | 6.601 S TOWER CORRIDOR
VAV0341 | VAV | Included | 6.109 VP CAPITAL WORK ASSIST
VAV0342 | VAV | Not Included | 6.108 VP CAPITAL PROJ COORD
VAV0343 | VAV | Not Included | 6.601 S TOWER CORRIDOR
VAV0344 | VAV | Not Included | 6.105 LOUNGE
VAV0345 | VAV | Not Included | 6.105 LOUNGE
VAV0346 | VAV | Included | 6.009 INT AUDIT SUPP AUDIT
VAV0347 | VAV | Included | 6.010 INTAUDIT SECRETARY
VAV0348 | VAV | Included | 6.011 INTAUDIT SEN JNTAUD
VAV0349 | VAV | Included | 6.002 INT AUDIT ARCHIVE ROOM
VAV0350 | VAV | Included | 6.003 INT AUDIT SUPP AUDIT
VAV0351 | VAV | Included | 6.004 INT AUDIT SUPP AUDIT
VAV0352 | VAV | Included | 6.005 INT AUDIT SUPP AUDIT
VAV0353 | VAV | Included | 6.006 INT AUDIT SUPP AUDIT
VAV0354 | VAV | Included | 6.007 INT AUDIT SUPP AUDIT
VAV0355 | VAV | Included | 6.008 INT AUDIT SUPP AUDIT
VAV0356 | VAV | Included | 6.103 SHELL SPACE
VAV0357 | VAV | Included | 6.102 SHELL SPACE
VAV0358 | VAV | Included | 6.101 SHELL SPACE
VAV0359 | VAV | Included | 6.001 ACA AUDIT ARCHIVE
VAV0360 | VAV | Not Included | 6.601 S TOWER CORRIDOR
VAV0361 | VAV | Not Included | 6.201 VP CAPITAL PROJ MANAGER
VAV0362 | VAV | Not Included | 6.202 VP CAPITAL PROJ MANAGER
VAV0363 | VAV | Not Included | 6.204 VP CAPITAL PROJ MANAGER
VAV0364 | VAV | Not Included | 6.205 VP CAPITAL CONSULTANT
VAV0365 | VAV | Not Included | 6.206 VP CAPITAL STORAGE
VAV0366 | VAV | Included | 6.207 VP CAPITAL SECRETARIES
VAV0367 | VAV | Not Included | 6.209 VP CAPITAL ENSUIT
VAV0368 | VAV | Included | 6.210 VP CAPITAL SECRETARIES
VAV0369 | VAV | Included | 6.211 VP CAPITAL SECRETARIES
VAV0370 | VAV | Not Included | 6.212 VP CAPITAL DIRECTOR ENSUIT
VAV0371 | VAV | Not Included | 6.603 E TOWER CORRIDOR
VAV0372 | VAV | Not Included | 6.603 E TOWER CORRIDOR
VAV0373 | VAV | Included | 7.017 CA ENSUIT
VAV0374 | VAV | Included | 7.018 CA SECRETARY
VAV0375 | VAV | Included | 7.019 BD UNIT SECRETARY
VAV0376 | VAV | Not Included | 7.020 BD UNIT EXECUTIVE
VAV0377 | VAV | Not Included | 7.021 BD UNIT EXECUTIVE
VAV0378 | VAV | Not Included | 7.022 BD UNIT EXECUTIVE
VAV0379 | VAV | Not Included | 7.023 BD UNIT EXECUTIVE
VAV0380 | VAV | Not Included | 7.024 BD UNIT EXECUTIVE
VAV0381 | VAV | Not Included | 7.025 BD UNIT EXECUTIVE
VAV0382 | VAV | Not Included | 7.026 BD UNIT EXECUTIVE
VAV0383 | VAV | Not Included | 7.027 BD UNIT EXECUTIVE
VAV0384 | VAV | Not Included | 7.028 BD UNIT EXECUTIVE
VAV0385 | VAV | Included | 7.029 MEETING ROOM
VAV0386 | VAV | Included | 7.029 MEETING ROOM
VAV0387 | VAV | Included | 7.030 SHELL SPACE
VAV0388 | VAV | Included | 7.031A OFFICE SPACE
VAV0389 | VAV | Not Included | 7.601 S TOWER CORRIDOR
VAV0390 | VAV | Not Included | 7.601 S TOWER CORRIDOR
VAV0391 | VAV | Included | 7.032 SHELL SPACE
VAV0392 | VAV | Included | 7.032 SHELL SPACE
VAV0393 | VAV | Not Included | 7.106 LOUNGE
VAV0394 | VAV | Included | 7.105 CA SECRETARY
VAV0395 | VAV | Included | 7.103 CA SECRETARY
VAV0396 | VAV | Included | 7.102 CA SECRETARY
VAV0397 | VAV | Included | 7.001 DOC UNIT EMPLOYEE
VAV0398 | VAV | Included | 7.002 DOC UNIT MULTIMEDIA STUDIO
VAV0399 | VAV | Not Included | 7.601 S TOWER CORRIDOR
VAV0400 | VAV | Included | 7.002 DOC UNIT MULTIMEDIA STUDIO
VAV0401 | VAV | Included | 7.003 DOC UNIT EMPLOYEE
VAV0402 | VAV | Included | 7.004 DOC UNIT EMPLOYEE
VAV0403 | VAV | Included | 7.005 DOC UNIT EMPLOYEE
VAV0404 | VAV | Included | 7.006 DOC UNIT EMPLOYEE
VAV0405 | VAV | Included | 7.007 CA COORD
VAV0406 | VAV | Included | 7.008 CA COORD
VAV0407 | VAV | Included | 7.009 CA COORD
VAV0408 | VAV | Included | 7.010 CA COORD
VAV0409 | VAV | Included | 7.011 CA COORD
VAV0410 | VAV | Included | 7.012 CA COORD
VAV0411 | VAV | Included | 7.013 CA COORD
VAV0412 | VAV | Included | 7.014 CA COORD
VAV0413 | VAV | Included | 7.015 CA COORD
VAV0414 | VAV | Included | 7.016 CA COORD
VAV0415 | VAV | Included | 7.201 CONSULTANT SPACE
VAV0416 | VAV | Not Included | 7.202 PRESIDENT EXECOFFICE
VAV0417 | VAV | Not Included | 7.204 PRESIDENT EXECOFFICE
VAV0418 | VAV | Not Included | 7.204 PRESIDENT EXECOFFICE
VAV0419 | VAV | Not Included | 7.205 PRESIDENT EXECOFFICE
VAV0420 | VAV | Not Included | 7.205 PRESIDENT EXECOFFICE
VAV0421 | VAV | Not Included | 7.208 PRESIDENT SUPPORT SECRET
VAV0422 | VAV | Not Included | 7.603 E TOWER CORRIDOR
VAV0423 | VAV | Not Included | 7.209 PRESIDENT EXECSECRET
VAV0424 | VAV | Not Included | 7.210 PRESIDENT EXECSECRET
VAV0425 | VAV | Not Included | 7.211 PRESIDENT ENSUIT
VAV0426 | VAV | Not Included | 7.212 PRESIDENT MEETING ROOM
VAV0427 | VAV | Not Included | 7.213 VICE CHAIRPERSON ENSULT
VAV0428 | VAV | Not Included | 7.214 VICE CHAIRSECRETARY
VAV0429 | VAV | Not Included | 7.215 VICE CHAIRPERSON MEETING ROOM
VAV0430 | VAV | Included | 7.301 MEETING ROOM
VAV0431 | VAV | Included | 7.301 MEETING ROOM
VAV0432 | VAV | Included | 7.301 MEETING ROOM
VAV0433 | VAV | Not Included | 8.001 OBSERVATION SPACE
VAV0434 | VAV | Not Included | 8.001 OBSERVATION SPACE
VAV0435 | VAV | Not Included | 8.001 OBSERVATION SPACE
VAV0436 | VAV | Not Included | 8.001 OBSERVATION SPACE
VAV0437 | VAV | Not Included | 8.001 OBSERVATION SPACE
VAV0438 | VAV | Not Included | 8.002 VISITORS CENTER OFFICE
VAV0439 | VAV | Not Included | 8.602 VISITORS CENTER CORRIDOR
VAV0440 | VAV | Not Included | 8.602 VISITORS CENTER CORRIDOR
VAV0441 | VAV | Not Included | 8.602 VISITORS CENTER CORRIDOR
VAV0442 | VAV | Not Included | 8.602 VISITORS CENTER CORRIDOR
VAV0443 | VAV | Not Included | 8.602 VISITORS CENTER CORRIDOR
VAV0444 | VAV | Included | 9.011 BMO EXEC ASSIST
VAV0445 | VAV | Included | 9.012 BMO EXEC ASSIST
VAV0446 | VAV | Included | 9.013 BMO EXEC ASSIST
VAV0447 | VAV | Included | 9.014 BMO EXEC ASSIST
VAV0448 | VAV | Included | 9.015 BMO EXEC ASSIST
VAV0449 | VAV | Included | 9.016 BMO EXEC ASSIST
VAV0450 | VAV | Included | 9.017 BMO EXEC ASSIST
VAV0451 | VAV | Not Included | 9.018 BMO EXECSECRET
VAV0452 | VAV | Not Included | 9.019 BMO EXECSECRET
VAV0453 | VAV | Not Included | 9.020 BMO EXECSECRET
VAV0454 | VAV | Not Included | 9.021 BMO OPER DIR ENSUIT
VAV0455 | VAV | Included | 9.022 BMO EXEC ASSIST
VAV0456 | VAV | Not Included | 9.023 BMO EXECSECRET
VAV0457 | VAV | Not Included | 9.024 BMO EXECSECRET
VAV0458 | VAV | Not Included | 9.025 BMO EXECSECRET
VAV0459 | VAV | Not Included | 9.025 BMO EXECSECRET
VAV0460 | VAV | Not Included | 9.026 BMO SUPPSECRET
VAV0461 | VAV | Not Included | 9.027 BMO SUPPSECRET
VAV0462 | VAV | Not Included | 9.028 BMO SUPPSECRET
VAV0463 | VAV | Not Included | 9.029 BMO SUPPSECRET
VAV0464 | VAV | Not Included | 9.030 BMO SUPPSECRET
VAV0465 | VAV | Included | 9.031 BMO PRINT COPY
VAV0466 | VAV | Included | 9.032 BMO STORAGE
VAV0467 | VAV | Included | 9.033 HR EDUADVADVISOR ENSUIT
VAV0468 | VAV | Included | 9.034 HR EDUADVADVISOR ENSUIT
VAV0469 | VAV | Included | 9.035 HR EDUADVADVISOR ENSUIT
VAV0470 | VAV | Not Included | 9.036 BOD EXECUTIVE
VAV0471 | VAV | Not Included | 9.037 BOD SECRETARY
VAV0472 | VAV | Not Included | 9.038 BOD EXECUTIVE
VAV0473 | VAV | Not Included | 9.601 HH WING CORRIDOR
VAV0474 | VAV | Not Included | 9.601 HH WING CORRIDOR
VAV0475 | VAV | Included | 9.039 MEETING ROOM
VAV0476 | VAV | Included | 9.040 BMO SAFE ROOM
VAV0477 | VAV | Included | 9.041 BMO ARCHIVE ROOM
VAV0478 | VAV | Not Included | 9.601 HH WING CORRIDOR
VAV0479 | VAV | Included | 9.001 LEGAL ARCHIVE
VAV0480 | VAV | Included | 9.002 LEGAL CONSULE
VAV0481 | VAV | Included | 9.003 LEGAL LEGAL CONSULE
VAV0482 | VAV | Included | 9.004 LEGAL LEGAL CONSULE
VAV0483 | VAV | Included | 9.005 LEGAL LEGAL CONSULE
VAV0484 | VAV | Included | 9.006 LEGAL LEGAL CONSULE
VAV0485 | VAV | Included | 9.007 LEGAL LEGAL CONSULE
VAV0486 | VAV | Not Included | 9.008 LEGAL LEGSUPSEC
VAV0487 | VAV | Not Included | 9.009 LEGAL LEGSUPSEC
VAV0488 | VAV | Not Included | 9.010 LEGAL LEGADVENSUIT
VAV0489 | VAV | Not Included | 9.105 LOUNGE
VAV0490 | VAV | Not Included | 9.104 BMO WAITING AREA
VAV0491 | VAV | Included | 9.104 BMO WAITING AREA
VAV0492 | VAV | Not Included | 9.601 HH WING CORRIDOR
VAV0493 | VAV | Not Included | 9.110 SHEIKA WING DINING AREA
VAV0494 | VAV | Not Included | 9.110 SHEIKA WING DINING AREA
VAV0495 | VAV | Not Included | 9.110 SHEIKA WING DINING AREA
VAV0496 | VAV | Not Included | 9.108 SUPPORT SPACE PREP KITCHEN
VAV0497 | VAV | Not Included | 9.110 SHEIKA WING DINING AREA
VAV0498 | VAV | Included | 10.005 SHEIKHA WING ARCHIVE
VAV0499 | VAV | Not Included | 10.006 EXEC DIR ARCH COORD
VAV0500 | VAV | Included | 10.007 EXEC DIR PROT ASSIS
VAV0501 | VAV | Included | 10.008 PROTOCOL DIR SCHED OFFICER
VAV0502 | VAV | Included | 10.009 PROTOCOL DIR CEREMOFF
VAV0503 | VAV | Included | 10.010 PROTOCOL DIR CEREMOFF
VAV0504 | VAV | Included | 10.011 PROTOCOL DIR CEREMOFF
VAV0505 | VAV | Included | 10.012 PROTOCOL DIR TR AND VIS OFF
VAV0506 | VAV | Included | 10.013 PROTOCOL DIR TR AND VIS OFF
VAV0507 | VAV | Included | 10.015 PROTOCOL DIR SCHED OFFICER
VAV0508 | VAV | Included | 10.016 PLANNING DIR PLANNING ANALYST
VAV0509 | VAV | Included | 10.017 PLANNING DIR STRAT PLANNER
VAV0510 | VAV | Not Included | 10.018 PLANNING DIR EXT COORD
VAV0511 | VAV | Included | 10.019 POLICY DIRSENPOLANALYST
VAV0512 | VAV | Included | 10.020 POLICY DIR SEN RESEARCH ANALYST
VAV0513 | VAV | Included | 10.021 POLICY DIRRESANALYST
VAV0514 | VAV | Included | 10.022 POLICY DIRRESANALYST
VAV0515 | VAV | Included | 10.023 SHSERVDIR HR OFFICER
VAV0516 | VAV | Included | 10.024 SHSERVDIR HR ASSISTANT
VAV0517 | VAV | Included | 10.025 SHSERVDIR PROCUR REPRESENT
VAV0518 | VAV | Included | 10.026 SHSERVDIR SERVICE COORD
VAV0519 | VAV | Included | 10.027 SHSERVDIRGENSERVSUPERV
VAV0520 | VAV | Not Included | 10.028 SHSERVDIR FINANCE CONTROL
VAV0521 | VAV | Not Included | 10.029 SERV DIR TR AND GU SERV
VAV0522 | VAV | Not Included | 10.601 HH WING CORRIDOR
VAV0523 | VAV | Not Included | 10.031 COMMUNICDIRCOMM DESIGR
VAV0524 | VAV | Not Included | 10.032 COMMUNICDIRSPEECH EDITOR
VAV0525 | VAV | Not Included | 10.033 COMMUNICDIR TRANSLATOR
VAV0526 | VAV | Not Included | 10.034 COMMUNICDIRPUBCOMMCOORD
VAV0527 | VAV | Included | 10.035 SHSERVDIR IT SUPPORT OFFICER
VAV0528 | VAV | Not Included | 10.036 SH SERV DIR ACCOUNUT
VAV0529 | VAV | Not Included | 10.037 SHSERVDIRSENACCOUNTANT
VAV0530 | VAV | Not Included | 10.001 SHEIKHA WING STORAGE
VAV0531 | VAV | Not Included | 10.001 SHEIKHA WING STORAGE
VAV0532 | VAV | Not Included | 10.001 SHEIKHA WING STORAGE
VAV0533 | VAV | Not Included | 10.003 BOARD ROOM WAITING AREA
VAV0534 | VAV | Not Included | 10.003 BOARD ROOM WAITING AREA
VAV0535 | VAV | Included | 10.004 EXECDIRARCH COORD
VAV0536 | VAV | Not Included | 10.106 LOUNGE
VAV0537 | VAV | Not Included | 10.106 LOUNGE
VAV0538 | VAV | Not Included | 10.109 BOARD PREP ROOM
VAV0539 | VAV | Included | 10.101 CONSULTANT SPACE
VAV0540 | VAV | Included | 10.101 CONSULTANT SPACE
VAV0541 | VAV | Not Included | 10.112 TRANSLATOR ROOM
VAV0542 | VAV | Not Included | 10.601 HH WING CORRIDOR
VAV0543 | VAV | Not Included | 10.601 HH WING CORRIDOR
VAV0544 | VAV | Not Included | 10.601 HH WING CORRIDOR
VAV0545 | VAV | Not Included | 10.601 HH WING CORRIDOR
VAV0546 | VAV | Not Included | 10.601 HH WING CORRIDOR
VAV0547 | VAV | Not Included | 10.102 SHEIKHA WING MULTI PURPOSE ROOM
VAV0548 | VAV | Included | 10.002E OFFICE SPACE
VAV0549 | VAV | Included | 10.002D OFFICE SPACE
VAV0550 | VAV | Included | 10.002C OFFICE SPACE
VAV0551 | VAV | Included | 10.002A OFFICE SPACE
VAV0552 | VAV | Not Included | 11.012 PLANNING DIR DIR PLANNING
VAV0553 | VAV | Not Included | 11.013 EXECDIRCORRF UP
VAV0554 | VAV | Not Included | 11.014 EXEC DIR CORR MANAGER
VAV0555 | VAV | Not Included | 11.015 EXECDIRCORRF UP
VAV0556 | VAV | Included | 11.016 EXECDIR LEGAL ASSIST
VAV0557 | VAV | Included | 11.017 EXECDIR LEGAL ADVISOR
VAV0558 | VAV
VAV0559 | VAV | Included | 11.018 EXECDIREXECASSIST
VAV0560 | VAV | Not Included | 11.019 EXECDIR DEP EXEC DIRECTOR
VAV0561 | VAV | Not Included | 11.020 EXECDIREXECASSIST
VAV0562 | VAV | Not Included | 11.021 EXECDIR EXEC DIRECTOR
VAV0564 | VAV | Not Included | 11.022 SHEIKHA WING WAITING ROOM
VAV0565 | VAV | Not Included | 11.022 SHEIKHA WING WAITING ROOM
VAV0567 | VAV | Not Included | 11.023 SHEIKHA WING SECURITY ROOM
VAV0568 | VAV | Not Included | 11.001 COMMUNICDIR COMMUNICATION DIRECTOR
VAV0570 | VAV | Included | 11.002 COMMUNICDIR MED REL OFFICER
VAV0571 | VAV | Not Included | 11.003 SHSERVDIR DIR SHARED SERVICES
VAV0573 | VAV | Included | 11.004 EXECDIRECTOR ADMASSIST
VAV0574 | VAV | Not Included | 11.005 PROTOCOL DIRPROTOCOL DIRECTOR
VAV0575 | VAV | Not Included | 11.006 PROTOCOL DIRGIFTS DIRECTOR
VAV0576 | VAV | Not Included | 11.008 EXEC DIR CONSULTANT
VAV0577 | VAV | Not Included | 11.009 SECRETARY
VAV0578 | VAV | Not Included | 11.010 POLICY DIR OF POL AND RES
VAV0579 | VAV | Not Included | 11.011 SECRETARY
VAV0580 | VAV | Not Included | 11.103 SHEIKHA WING BUSINESS LOUNGE
VAV0581 | VAV | Not Included | 11.103 SHEIKHA WING BUSINESS LOUNGE
VAV0582 | VAV | Not Included | 11.201 SHEIKHA WING LOBBY
VAV0583 | VAV | Not Included | 11.201 SHEIKHA WING LOBBY
VAV0584 | VAV | Not Included | 11.208 SHEIKHA WING SHEIKHA ENSUIT
VAV0585 | VAV | Not Included | 11.208 SHEIKHA WING SHEIKHA ENSUIT
VAV0586 | VAV | Not Included | 11.208 SHEIKHA WING SHEIKHA ENSUIT
VAV0587 | VAV | Not Included | 11.208 SHEIKHA WING SHEIKHA ENSUIT
VAV0588 | VAV | Not Included | 11.203 SHEIKHA WING RELAX AREA
VAV0589 | VAV | Not Included | 11.203 SHEIKHA WING RELAX AREA
VAV0590 | VAV | Not Included | 11.204 SHEIKHA WING MEETING ROOM
VAV0591 | VAV | Not Included | 11.204 SHEIKHA WING MEETING ROOM
VAV0592 | VAV | Not Included | 8.400 VISITORS CENTER
VAV0593 | VAV | Not Included | 8.400 VISITORS CENTER
VAV0594 | VAV | Not Included | 8.400 VISITORS CENTER
VAV0595 | VAV | Included | B1.116 SHEIKHA LOBBY
VAV0596 | VAV | Included | 4.015B OFFICE SPACE
VAV0597 | VAV | Included | 4.001A OFFICE SPACE
VAV0598 | VAV | Included | 4.001E OFFICE SPACE
VAV0599 | VAV | Included | 4.001C OFFICE SPACE
VAV0600 | VAV | Included | 4.001H OFFICE SPACE
VAV0601 | VAV | Included | 10.002B OFFICE SPACE
VAV0602 | VAV | Included | 11.007 EXEC DIR CONSULTANT
VAV0603 | VAV | Not Included | 11.601 SHEIKA WING CORRIDOR NE
VAV0604 | VAV | Not Included | 11.601 SHEIKA WING CORRIDOR NE
VAV0605 | VAV | Not Included | 11.102 HH WING BUSINESS LOUNGE
VAV0606 | VAV | Not Included | 11.102 HH WING BUSINESS LOUNGE
VAV0607 | VAV | Included | G.013 PR AND MARKET STAFF
VAV0608 | VAV | Not Included | G.405 TOILET

## QNL Asset Registry
QNL - CONTROLLABLE ASSET REGISTRY
Tag No. | Equipment Type | Included / Not included | Room (final) | Zones Served | Supply Air Temp (°C) | Return Air Temp (°C) | Supply Air Temp SP (°C) | Return Air Temp SP (°C) | Eff. Temp SP (°C) | Cooling SP (°C) | Heating SP (°C)
AHUB001 | AHU | Not Included | B.220 PLANT ROOM 04 | COMPACT SHELVING B.120 / CORRIDOR 6 B.214 / FM STORAGE B.210…
AHUB002 | AHU | Included | B.063 PLANT ROOM 01 | HERITAGE ZONE B.143
AHUB003 | AHU | Included | B.070 PLANT ROOM 02 | HERITAGE ZONE B.143
AHUB004 | AHU | Included | B.110 PLANT ROOM 03 | HERITAGE ZONE B.143
AHUB005 | AHU | Included | B.220 PLANT ROOM 04 | HERITAGE ZONE B.143
AHUB006 | AHU | Included | B.220 PLANT ROOM 04 | HERITAGE ZONE B.143
AHUB007 | AHU | Included | B.220 PLANT ROOM 04 | HERITAGE ZONE B.143
AHUB008 | AHU | Not Included | B.220 PLANT ROOM 04 | HERITAGE ZONE B.143 / PLANTROOM B.140 / VAULT B.141 / HL PLANT B.140…
AHUB009 | AHU | Included | B.110 PLANT ROOM 03 | LEVEL 2 BRIDGE RAISED FLOOR
AHUB010 | AHU | Not Included | B.070 PLANT ROOM 02 | VAV_2F_S10_001 - GULF MATERIAL L2 / VAV_2F_S10_002 - GULF MATERIAL L2 / VAV_2F_S10_003 - GULF MATERIAL L2 / VAV_2F_S10_004 - GULF MATERIAL L2
AHUB011 | AHU | Not Included | B.063 PLANT ROOM 01 | VAV_1F_S11_001 - Group Study Room1 L1.026 / VAV_1F_S11_002 - Group Study Room2 L1.027 / VAV_1F_S11_003 - Group Study Room3 L1.028 / VAV_1F_S11_004 - Information Literacy Instr 1 L1.020
AHUB012 | AHU | Not Included | B.063 PLANT ROOM 01 | VAV_2F_S12_001 - OPEN READING AREA L1.001 / VAV_2F_S12_002 - OPEN READING AREA L1.001 / VAV_2F_S12_003 - OPEN READING AREA L1.001 / VAV_2F_S12_004 - OPEN READING AREA L1.001
AHUB013 | AHU | Not Included | B.070 PLANT ROOM 02 | VAV_2F_S13_001 - Lib. Director's Room L2.044 / VAV_2F_S13_002 - Lib. Director's Room L2.044 / VAV_2F_S13_003 - Service & Lounge L2.043 / VAV_2F_S13_004 - OPEN OFFICE L2.025
AHUB014 | AHU | Not Included | B.110 PLANT ROOM 03 | VAV_2F_S14_001 - PUBLIC SERVICES L1.080 / VAV_2F_S14_002 - PUBLIC SERVICES L1.080 / VAV_2F_S14_003 - PUBLIC SERVICES L1.080 / VAV_2F_S14_004 - PUBLIC SERVICES L1.080
AHUB015 | AHU | Not Included | B.110 PLANT ROOM 03 | VAV_1F_S15_001 - Media Studio1 L1.063 / VAV_1F_S15_002 - Media Studio1 L1.063 / VAV_1F_S15_003 - Media Studio2 L1.065 / VAV_1F_S15_004 - Media Studio2 L1.065
FCU_1F_001 | FCU | Not Included | T1.323 IDF ROOM |  | 15.8 |  | 21 |  | 21.32
FCU_1F_002 | FCU | Not Included | L1.030 ICT ROOM 02 |  | 20 |  | 18 |  | 20.79
FCU_1F_003 | FCU | Not Included | L1.099 IDF ROOM 02 |  | 17.78 |  | 21 |  | 20.75
FCU_1F_004 | FCU | Included | BR6 BRIDGE CEILING VOID |  | 22.23 | 20.55 | 21 | 19 | 19
FCU_1F_005 | FCU | Included | BR6 BRIDGE CEILING VOID |  | 15.75 | 20.22 | 21 | 20 | 20
FCU_1F_006 | FCU | Included | BR6 BRIDGE CEILING VOID |  | 14.74 | 19.89 | 21 | 19.5 | 19.5
FCU_1F_007 | FCU | Included | BR6 BRIDGE CEILING VOID |  | 23.95 | 20.85 | 21 | 20 | 20
FCU_1F_008 | FCU | Included | BR6 BRIDGE CEILING VOID |  | 21.03 | 19.31 | 21 | 19 | 19
FCU_1F_009 | FCU | Included | BR5 BRIDGE CEILING VOID |  | 16.3 | 20.75 | 21 | 20 | 20
FCU_1F_010 | FCU | Included | BR5 BRIDGE CEILING VOID |  | 16.84 | 20.75 | 23 | 20 | 20
FCU_1F_011 | FCU | Included | BR5 BRIDGE CEILING VOID |  | 15.82 | 20.39 | 21 | 19 | 19
FCU_1F_012 | FCU | Included | BR5 BRIDGE CEILING VOID |  | 16.2 | 19.94 | 21 | 19 | 19
FCU_1F_013 | FCU | Included | BR6 BRIDGE CEILING VOID |  | 20.37 | 20.01 | 18 | 20 | 20
FCU_1F_014 | FCU | Included | BR4 BRIDGE CEILING VOID |  | 19.19 | 18.93 | 18 | ?????? | 20
FCU_1F_015 | FCU | Included | BR6 BRIDGE CEILING VOID |  | 20.19 | 20.36 | 19 | 20 | 20
FCU_1F_016 | FCU | Included | BC1 BRIDGE CEILING |  | 20.73 | 20.67 | 21 | 21 | 21
FCU_1F_017 | FCU | Included | BR4 BRIDGE CEILING VOID |  | 18.83 | 19.22 | 18 | 21 | 21
FCU_1F_018 | FCU | Included | BR4 BRIDGE CEILING VOID |  | 12.81 | 41.47 | 25 | 21 | 21
FCU_1F_019 | FCU | Included | BR5 BRIDGE CEILING VOID |  | 15.76 | 20.62 | 19 | 18 | 18
FCU_1F_020 | FCU | Included | BR3 BRIDGE CEILING VOID |  | 14.06 | 20.68 | 24 | 18 | 18
FCU_1F_021 | FCU | Included | BR5 BRIDGE CEILING VOID |  | 12.7 | 20.55 | 15 | 20 | 20
FCU_1F_022 | FCU | Included | BR3 BRIDGE CEILING VOID |  | 20.13 | 19.98 | 19 | 20 | 20
FCU_1F_023 | FCU | Included | BR3 BRIDGE CEILING VOID |  | 21.19 | 20.72 | 18 | 21 | 21
FCU_1F_024 | FCU | Included | BR3 BRIDGE CEILING VOID |  | 19.91 | 19.61 | 18 | 21 | 21
FCU_1F_025 | FCU | Included | BR2 BRIDGE CEILING VOID |  | 20.99 | 21.15 | 21 | 22 | 22
FCU_1F_026 | FCU | Included | BR4 BRIDGE CEILING VOID |  | 19.61 | 18.78 | 20 | 21 | 21
FCU_1F_027 | FCU | Included | BR2 BRIDGE CEILING VOID |  | 17.86 | 17.75 | 21 | 24 | 24
FCU_1F_028 | FCU | Included | BR4 BRIDGE CEILING VOID |  | 17.98 | 17.7 | 20 | 21 | 21
FCU_1F_029 | FCU | Included | BR2 BRIDGE CEILING VOID |  | 18.11 | 18.71 | 21.5 | 24 | 24
FCU_1F_030 | FCU | Included | BR2 BRIDGE CEILING VOID |  | 19.37 | 19.37 | 20 | 24 | 24
FCU_1F_031 | FCU | Included | BR1 BRIDGE CEILING VOID |  | 18.12 | 18.47 | 30 | 24 | 24
FCU_1F_032 | FCU | Included | BR1 BRIDGE CEILING VOID |  | 19.48 | 18.92 | 18 | 22 | 22
FCU_1F_033 | FCU | Included | BR1 BRIDGE CEILING VOID |  | 16.16 | 17.69 | 25 | 24 | 24
FCU_1F_034 | FCU | Included | BR1 BRIDGE CEILING VOID |  | 19.27 | 18.58 | 21 | 24 | 24
FCU_1F_035 | FCU | Included | BR2 BRIDGE CEILING VOID |  | 18.58 | 18.68 | 21 | 26 | 26
FCU_1F_036 | FCU | Included | BR2 BRIDGE CEILING VOID |  | 21.03 | 20.75 | 18 | 22 | 22
FCU_1F_037 | FCU | Included | BR3 BRIDGE CEILING VOID |  | 20.84 | 20.35 | 23 | 21 | 21
FCU_1F_038 | FCU | Included | BR3 BRIDGE CEILING VOID |  | 15.68 | 20.15 | 24 | 20 | 20
FCU_1F_039 | FCU | Included | BR4 BRIDGE CEILING VOID |  | 14.77 | 19.7 | 21 | 21 | 21
FCU_1F_040 | FCU | Included | BR4 BRIDGE CEILING VOID |  | 20.49 | ?????? | 0 | 24 | 24
FCU_1F_041 | FCU | Included | BC2 BRIDGE CEILING |  | 19.36 | 20.25 | 21 | 20 | 20
FCU_1F_042 | FCU | Included | BR5 BRIDGE CEILING VOID |  | 20.99 | 20.46 | 21 | 21 | 21
FCU_1F_043 | FCU | Included | BR6 BRIDGE CEILING VOID |  | 20.74 | 20.21 | 21 | 19 | 19
FCU_1F_044 | FCU | Included | BR6 BRIDGE CEILING VOID |  | 18.68 | 20.46 | 21 | 21 | 21
FCU_1F_045 | FCU | Included | BR6 BRIDGE CEILING VOID |  | 18.42 | 18.25 | 20 | 18 | 18
FCU_1F_046 | FCU | Included | BR6 BRIDGE CEILING VOID |  | 14.88 | 18.43 | 19 | 18 | 18
FCU_1F_047 | FCU | Included | BR1 BRIDGE CEILING VOID |  | 17.26 | 17.55 | 20 | 19 | 19
FCU_1F_048 | FCU | Included | BR1 BRIDGE CEILING VOID |  | 16.54 | 16.38 | 14 | 23 | 23
FCU_1F_049 | FCU | Included | BR2 BRIDGE CEILING VOID |  | 16.86 | 16.49 | 25 | 24 | 24
FCU_1F_050 | FCU | Included | BR2 BRIDGE CEILING VOID |  | 41.61 | 17.09 | 21 | 24 | 24
FCU_1F_051 | FCU | Included | BR4 BRIDGE CEILING VOID |  | 19.76 | 19.86 | 21 | 21 | 21
FCU_1F_052 | FCU | Included | BR4 BRIDGE CEILING VOID |  | 19.64 | 19.72 | 22 | 21 | 20
FCU_1F_053 | FCU | Included | BR5 BRIDGE CEILING VOID |  | 15.38 | 20.88 | 21 | 18 | 18
FCU_1F_054 | FCU | Included | BR5 BRIDGE CEILING VOID |  | 21.09 | 20.55 | 21 | 20 | 20
FCU_1F_055 | FCU | Included | L1.990 VESTIBULE |  | 22.09 | 23.23 | 21 | 23 | 23
FCU_1F_056 | FCU | Included | L1.991 EXTERNAL BOOK DROP |  | 13.43 |  | 21 |  | 19.86
FCU_1F_057 | FCU | Not Included | L1.144 ILL DIRECTOR |  | 56.36 |  | 21 |  | 29.97
FCU_1F_058 | FCU | Not Included | L1.145 ILL DIRECTOR |  | 19.6 |  | 21 |  | 24.02
FCU_1F_059 | FCU | Included | L1.150 RESTAURANT |  | 25.03 | 25.07 | 21 | 21.5 | 21.5
FCU_1F_060 | FCU | Included | L1.150 RESTAURANT |  | 17.06 | 24.19 | 21 | 23 | 23
FCU_1F_061 | FCU | Included | L1.150 RESTAURANT |  | 21.23 | 25.23 | 21 | 23 | 23
FCU_1F_062 | FCU | Included | L1.150 RESTAURANT |  | 23.68 | 23.31 | 21 | 22 | 22
FCU_1F_063 | FCU | Included | L1.150 RESTAURANT |  | 22.25 | 22.9 | 22 | 21.5 | 21.5
FCU_1F_064 | FCU | Included | L1.150 RESTAURANT |  | 23.55 | 23.77 | 21 | 21 | 21
FCU_1F_065 | FCU | Not Included | BI BRIDGE IDF |  | 17.67 |  | 21 |  | 18
FCU_2F_001 | FCU | Not Included | T1.275 IDF ROOM |  | 39.9 |  | 21 |  | 20.81
FCU_2F_002 | FCU | Not Included | T1.276 IDF ROOM |  | 38 |  | 21 |  | 20.83
FCU_2F_003 | FCU | Not Included | T1.171 IDF ROOM |  | 15.63 |  | 21 |  | 20.52
FCU_2F_004 | FCU | Not Included | T1.1714 IDF ROOM |  | 23.84 |  | 21 |  | 21.46
FCU_2F_005 | FCU | Not Included | L2.009 KDF ROOM |  | 67.02 |  | 21 |  | 21.41
FCU_2F_034 | FCU | Included | L2.087 AUDITORIUM HIGH LEVLEL IN CEILING VOID |  | 19.63 | 19.61 | 23 | 22.2 | 22.2
FCU_2F_035 | FCU | Included | L2.087 AUDITORIUM HIGH LEVLEL IN CEILING VOID |  | 19.14 | 16.22 | 22 | 19 | 19
FCU_2F_036 | FCU | Included | L2.087 AUDITORIUM HIGH LEVLEL IN CEILING VOID |  | 24.93 | 19.47 | 23 | 22 | 22
FCU_2F_037 | FCU | Included | L2.087 AUDITORIUM HIGH LEVLEL IN CEILING VOID |  | 19.47 | 19.45 | 23 | 21 | 21
FCU_2F_038 | FCU | Included | L2.087 AUDITORIUM HIGH LEVLEL IN CEILING VOID |  | 19.95 | 19.29 | 21 | 22 | 19.9
FCU_2F_039 | FCU | Included | L2.087 AUDITORIUM HIGH LEVLEL IN CEILING VOID |  | 19.76 | 17.04 | 21 | 16 | 19.99
FCU_2F_040 | FCU | Included | L2.087 AUDITORIUM HIGH LEVLEL IN CEILING VOID |  | 17.08 | 16.7 | 22 | 20 | 18.83
FCU_2F_041 | FCU | Included | L2.088 BRIDGE RAISED FLOOR |  | 19.66 | 18.97 | 16 | 19 | 19
FCU_2F_042 | FCU | Included | L2.088 BRIDGE RAISED FLOOR |  | 14.19 | 19.39 | 16 | 19 | 19
FCU_2F_043 | FCU | Included | L2.088 BRIDGE RAISED FLOOR |  | 12.99 | 19.31 | 16 | 19 | 19
FCU_2F_044 | FCU | Included | L2.088 BRIDGE RAISED FLOOR |  | 19.58 | 18.96 | 16 | 21 | 21
FCU_2F_045 | FCU | Included | L2.081 GROUP STUDY ROOM |  | 15.16 |  | 20 |  | 18.5
FCU_2F_046 | FCU | Included | L2.076 GROUP STUDY ROOM |  | 14.31 |  | 12 |  | 21
FCU_2F_047 | FCU | Included | L2.076 GROUP STUDY ROOM |  | 15.7 |  | 20 |  | 23
FCU_2F_048 | FCU | Included | L2.070 INDIVISTUDY ROOM |  | 14.64 |  | 20 |  | 16
FCU_2F_049 | FCU | Included | L2.070 INDIVISTUDY ROOM |  | 12.73 |  | 18 |  | 21
FCU_2F_050 | FCU | Included | L2.070 INDIVISTUDY ROOM |  | 11.76 |  | 20 |  | 21
FCU_2F_051 | FCU | Included | L2.073 INDIVISTUDY ROOM |  | 11.82 |  | 21 |  | 23
FCU_2F_052 | FCU | Included | L2.073 INDIVISTUDY ROOM |  | 12.83 |  | 18 |  | 21
FCU_2F_053 | FCU | Included | L2.073 INDIVISTUDY ROOM |  | 16.05 |  | 18 |  | 23
FCU_2F_054 | FCU | Included | L2.088 LOUNGE AREA |  | 21.74 | 22.29 | 14 | 20 | 20
FCU_2F_055 | FCU | Included | L2.088 LOUNGE AREA |  | 17.19 | 22.09 | 16 | 16 | 16
FCU_2F_056 | FCU | Included | T1.021 OPEN STUDY TERRACE |  | 25.07 | 26.22 | 18 | 21 | 21
FCU_2F_057 | FCU | Included | T1.021 OPEN STUDY TERRACE |  | 23.78 | 26.22 | 21 | 22 | 22
FCU_2F_058 | FCU | Included | T1.021 OPEN STUDY TERRACE |  | 23.71 | 26.22 | 20 | 20 | 20
FCU_2F_059 | FCU | Included | T1.021 OPEN STUDY TERRACE |  | 24.24 | 26.22 | 18 | 20 | 20
FCU_2F_060 | FCU | Included | T1.020 OPEN LOUNGE TERRACE |  | 26.25 | 26.64 | 18 | 20 | 20
FCU_2F_061 | FCU | Included | T1.020 OPEN LOUNGE TERRACE |  | 25.81 | 26.57 | 15 | 15 | 15
FCU_2F_062 | FCU | Included | T1.020 OPEN LOUNGE TERRACE |  | 22.53 | 26.57 | 16 | 20 | 20
FCU_B_001 | FCU | Not Included | B.155 FACULTY CARRELS |  | 14.75 |  | 21 |  | 22.42
FCU_B_002 | FCU | Not Included | B.085 FUMIGATION ROOM |  | 16.15 |  | 21 |  | 20.76
FCU_B_003 | FCU | Not Included | B.062 IDF CORRIDOR |  | 15.8 |  | 22 |  | 20.89
FCU_B_004 | FCU | Not Included | B.215 IDF FM STORAGE |  | 18.97 |  | 21 |  | 20.92
FCU_B_005 | FCU | Not Included | B.140 HL PLANT ROOM |  | 20.27 |  | 21 |  | 17.8
FCU_B_006 | FCU | Not Included | B.071 FIRE COMMAND ROOM |  | 26.33 |  | 18 |  | 22.38
FCU_B_007 | FCU | Not Included | B.072 SPRIMKLERS PUMPS AND ZONES VALVES |  | 22.23 |  | 26 |  | 21.88
FCU_B_008 | FCU | Not Included | B.087 GAS SUPPRESSION ROOM |  | 19.52 |  | 21 |  | 23.97
FCU_B_009 | FCU | Not Included | B.088 PEOPLE MOVER PLANT |  | 17.51 |  | 21 |  | 22.77
FCU_B_010 | FCU | Not Included | B.105 SECURITY CONTOL ROOM |  | 18.49 |  | 28 |  | 23
FCU_B_011 | FCU | Not Included | B.063 PLANT ROOM 01 |  | 21.33 |  | 21 |  | 23.89
FCU_B_012 | FCU | Not Included | B.063 PLANT ROOM 01 |  | 21.73 |  | 21 |  | 22.34
FCU_B_013 | FCU | Not Included | B.070 PLANT ROOM 02 |  | 22.71 |  | 21 |  | 21.74
FCU_B_014 | FCU | Not Included | B.070 PLANT ROOM 02 |  | 23.27 |  | 22 |  | 21.73
FCU_B_015 | FCU | Not Included | B.110 PLANT ROOM 03 |  | 21.78 |  | 21 |  | 23.92
FCU_B_016 | FCU | Not Included | B.110 PLANT ROOM 03 |  | 21.34 |  | 21 |  | 17.67
FCU_B_017 | FCU | Not Included | B.110 PLANT ROOM 03 |  | 19.56 |  | 21 |  | 17.74
FCU_B_018 | FCU | Not Included | B.220 PLANT ROOM 04 |  | 23.91 |  | 25 |  | 19.96
FCU_B_019 | FCU | Not Included | B.220 PLANT ROOM 04 |  | 23.12 |  | 21 |  | 21.83
FCU_B_020 | FCU | Not Included | B.220 PLANT ROOM 04 |  | 21 |  | 21 |  | 21.08
FCU_B_021 | FCU | Not Included | B.220 PLANT ROOM 04 |  | 21.81 |  | 21 |  | 23.92
FCU_B_022 | FCU | Included | B.210 FM STORAGE |  | 24.93 |  | 20 |  | 22.92
FCU_B_023 | FCU | Included | B.210 FM STORAGE |  | 23.69 |  | 21 |  | 22.88
FCU_B_024 | FCU | Not Included | B.211 PH PLANT ROOM |  | 13.7 |  | 21 |  | 18.94
FCU_B_025 | FCU | Not Included | B.212 MISTING PUMP ROOM |  | 21.08 |  | 21 |  | 22.34
FCU_B_026 | FCU | Not Included | B.212 MISTING PUMP ROOM |  | 21.41 |  | 21 |  | 22.37
FCU_B_027 | FCU | Included | B.121 SORTING SHELVING ROOM |  | 18.5 | 19.24 | 13 | 17 | 17
FCU_B_028 | FCU | Included | B.121 SORTING SHELVING ROOM |  | 20.67 | 19.19 | 23 | 17 | 17
FCU_B_029 | FCU | Included | B.145 LOBY AND CSECURITY |  | 21.43 | 20.87 | 21 | 22 | 22
FCU_B_030 | FCU | Not Included | B.226 PUMP RM 4 |  | 21.32 |  | 21 |  | 22.3
FCU_B_031 | FCU | Not Included | B.215A IDF |  | 20.2 |  | 21 |  | 20.8
FCU_B_032 | FCU | Included | B.132 SHELL SPACE SPECIAL COLLECTION |  | 21.88 |  | 24 |  | 24
FCU_B_033 | FCU | Included | B.132 SHELL SPACE SPECIAL COLLECTION |  | 22.45 |  | 21 |  | 23.4
FCU_B_034 | FCU | Included | B.132 SHELL SPACE SPECIAL COLLECTION |  | 21.52 |  | 25 |  | 24
FCU_B_035 | FCU | Included | B.132 SHELL SPACE SPECIAL COLLECTION |  | 18.31 |  | 21 |  | 23.44
FCU_B_036 | FCU | Included | B.122 IT OFFICE |  | 23.09 |  | 24 |  | 24
FCU_B_037 | FCU | Not Included | B.215A IDF |  | 14.25 |  | 21 |  | 18.93
FCU_B_038 | FCU | Not Included | B.145 LOBY AND CSECURITY |  | NA |  | 20 |  | ??????
VAV0001 | VAV
VAV_1F_S11_001 | VAV | Included | L1.026 GROUP STUDY ROOM1 |  | 17.31 | 20.1 |  |  | 20 | 20 | 14
VAV_1F_S11_002 | VAV | Included | L1.027 GROUP STUDY ROOM2 |  | 17.4 | 20.03 |  |  | 20 | 20 | 15
VAV_1F_S11_003 | VAV | Included | L1.028 GROUP STUDY ROOM3 |  | 17.23 | 19.2 |  |  | 18 | 18 | 15
VAV_1F_S11_004 | VAV | Included | L1.020 INFO LITERACY INSTR1 |  | 17.47 |  |  |  | 27.5 | 25 | 12
VAV_1F_S11_005 | VAV | Included | L1.020 INFO LITERACY INSTR1 |  | 17.64 |  |  |  | 17.5 | 26 | 15
VAV_1F_S11_006 | VAV | Included | L1.021 INFOR LTERACY INSTR 2 |  | 17.71 | 20.75 |  |  | 20.5 | 22 | 15
VAV_1F_S11_007 | VAV | Included | L1.021 INFOR LTERACY INSTR 2 |  | 17.72 | 20.75 |  |  | 10 | 21 | 18
VAV_1F_S11_008 | VAV | Included | L1.021 INFOR LTERACY INSTR 2 |  | 18.03 | 20.75 |  |  | 0 | 22 | 15
VAV_1F_S11_009 | VAV | Included | L1.021 INFOR LTERACY INSTR 2 |  | 17.74 | 20.92 |  |  | 0 | 27 | 14
VAV_1F_S11_010 | VAV | Included | L1.021 INFOR LTERACY INSTR 2 |  | 18.6 | 20.75 |  |  | 0 | 22 | 15
VAV_1F_S11_011 | VAV | Included | L1.021 INFOR LTERACY INSTR 2 |  | 18.25 | 20.75 |  |  | 26 | 19 | 18
VAV_1F_S11_012 | VAV | Included | L1.021 INFOR LTERACY INSTR 2 |  | 18.13 | 20.75 |  |  | 12 | 23 | 27
VAV_1F_S11_013 | VAV | Included | L1.021 INFOR LTERACY INSTR 2 |  | 18 | 20.75 |  |  | 26 | 18 | 18
VAV_1F_S11_014 | VAV | Included | L1.022 COMPUTER CLASS RM |  | 18.36 | 21.07 |  |  | 22 | 22 | 20
VAV_1F_S11_015 | VAV | Included | L1.022 COMPUTER CLASS RM |  | 17.45 | 21.07 |  |  | 27 | 25 | 27
VAV_1F_S11_016 | VAV | Included | L1.022 COMPUTER CLASS RM |  | 25.98 | 21.07 |  |  | 26 | 25 | 26
VAV_1F_S11_017 | VAV | Included | L1.022 COMPUTER CLASS RM |  | 17.29 | 21.07 |  |  | 15 | 24.5 | 15
VAV_1F_S11_018 | VAV | Included | L1.022 COMPUTER CLASS RM |  | 17.43 | 21.07 |  |  | 26 | 25 | 26
VAV_1F_S11_019 | VAV | Included | L1.022 COMPUTER CLASS RM |  | 17.63 | 21.07 |  |  | 15 | 25 | 15
VAV_1F_S11_020 | VAV | Included | L1.022 COMPUTER CLASS RM |  | 18.07 | 21.07 |  |  | 20 | 20 | 10
VAV_1F_S11_021 | VAV | Included | L1.022 COMPUTER CLASS RM |  | 17.43 | 21.15 |  |  | 25 | 24 | 25
VAV_1F_S11_022 | VAV | Included | L1.029 GROUP STUDY ROOM 4 |  | 16.9 | 19.38 |  |  | 19 | 19 | 10
VAV_1F_S11_087 | VAV | Included | L1.023 CORRIDOR |  | 19.93 | 20.68 |  |  | 19 | 26 | 19
VAV_1F_S11_088 | VAV | Included | L1.023 CORRIDOR |  | 17.95 | 21.52 |  |  | 23 | 22 | 17
VAV_1F_S11_089 | VAV | Included | L1.023 CORRIDOR |  | 17.95 | 21.52 |  |  | 22 | 22 | 10
VAV_1F_S11_090 | VAV | Included | L1.023 CORRIDOR |  | 17.89 | 21.56 |  |  | 22 | 20 | 18
VAV_1F_S15_001 | VAV | Included | L1.063 MEDIA STUDIO 1 |  | 17.16 | 18.42 |  |  | 18 | 26 | 18
VAV_1F_S15_002 | VAV | Included | L1.063 MEDIA STUDIO 1 |  | 19.96 | 18.33 |  |  | 18 | 25 | 18
VAV_1F_S15_003 | VAV | Included | L1.065 MEDIA STUDIO 1 |  | 34.28 | 19.62 |  |  | 35 | 35 | 18
VAV_1F_S15_004 | VAV | Included | L1.065 MEDIA STUDIO 1 |  | 17.32 | 19.58 |  |  | 25 | 25 | 18
VAV_1F_S15_005 | VAV | Not Included | L1.040 HEAD LIBRARIAN OFFICE |  | 17.72 |  |  |  | 22.5 | 25 | 12
VAV_1F_S15_006 | VAV | Included | L1.047 CHILDREN LIBRARY PRE SCHOOL READING AND PLAYING |  | 17.26 | 21.36 |  |  | 21 | 21 | 13
VAV_1F_S15_007 | VAV | Included | L1.047 CHILDREN LIBRARY PRE SCHOOL READING AND PLAYING |  | 17.19 | 21.36 |  |  | 21 | 21 | 14
VAV_1F_S15_008 | VAV | Included | L1.047 CHILDREN LIBRARY PRE SCHOOL READING AND PLAYING |  | 17.12 | 21.36 |  |  | 21 | 21 | 12
VAV_1F_S15_009 | VAV | Included | L1.047 CHILDREN LIBRARY PRE SCHOOL READING AND PLAYING |  | 17.3 | 21.64 |  |  | 21 | 21 | 14
VAV_1F_S15_010 | VAV | Included | L1.047 CHILDREN LIBRARY PRE SCHOOL READING AND PLAYING |  | 17.41 | 21.6 |  |  | 21 | 21 | 19
VAV_1F_S15_011 | VAV | Included | L1.047 CHILDREN LIBRARY PRE SCHOOL READING AND PLAYING |  | 17.49 | 21.64 |  |  | 21 | 21 | 13
VAV_1F_S15_012 | VAV | Included | L1.048 STAFF OFFICE |  | 17.86 | 21.57 |  |  | 23 | 23 | 16
VAV_1F_S15_021 | VAV | Included | L1.104 PRAYER ROOM FEMALE |  | 17.25 | 21.42 |  |  | 20 | 20 | 13
VAV_1F_S15_022 | VAV | Included | L1.104 PRAYER ROOM FEMALE |  | 17.07 | 21.42 |  |  | 20 | 20 | 15
VAV_1F_S15_023 | VAV | Included | L1.104 PRAYER ROOM FEMALE |  | 16.88 | 20 |  |  | 21 | 21 | 12
VAV_1F_S15_024 | VAV | Included | L1.104 PRAYER ROOM FEMALE |  | 17 | 20.17 |  |  | 18 | 18 | 17
VAV_1F_S15_025 | VAV | Included | L1.106 ABLUTION WOMEN |  | 17.44 | 21.54 |  |  | 20 | 20 | 14
VAV_1F_S15_038 | VAV | Included | L1.105 ABLUTION MEN |  | 17.09 | 21.73 |  |  | 20 | 20 | 13
VAV_1F_S15_039 | VAV | Included | L1.002A GREEM ROOM |  | 17.36 | 20.28 |  |  | 25 | 25 | 12
VAV_1F_S15_039S | VAV | Included | L1.048 STAFF OFFICE |  | 17.48 | 21.27 |  |  | 16 | 16 | 13
VAV_1F_S15_040 | VAV | Included | L1.002A GREEM ROOM |  | 17.42 | 20.19 |  |  | 22 | 22 | 13
VAV_1F_S15_096 | VAV | Included | L1.041 MULTIPURPOSE ROOM |  | 17.54 | 21.75 |  |  | 22 | 22 | 12
VAV_1F_S15_097 | VAV | Included | L1.041 MULTIPURPOSE ROOM |  | 17.6 | 21.75 |  |  | 22 | 22 | 12
VAV_1F_S15_098 | VAV | Included | L1.041 MULTIPURPOSE ROOM |  | 17.49 | 21.58 |  |  | 16 | 16 | 12
VAV_2F_S10_001 | VAV | Included | L2.992 GULF MATERIAL |  | 20.22 | 21.71 |  |  | 25 | 23 | 25
VAV_2F_S10_002 | VAV | Included | L2.992 GULF MATERIAL |  | 19.85 | 21.71 |  |  | 22 | 22 | 14
VAV_2F_S10_003 | VAV | Included | L2.992 GULF MATERIAL |  | 19.77 | 21.71 |  |  | 22 | 22 | 15
VAV_2F_S10_004 | VAV | Included | L2.992 GULF MATERIAL |  | 20.56 | 21.71 |  |  | 22 | 26 | 22
VAV_2F_S10_005 | VAV | Included | L2.992 GULF MATERIAL |  | 19.64 | 21.71 |  |  | 14 | 24 | 14
VAV_2F_S10_006 | VAV | Included | L2.992 GULF MATERIAL |  | 19.67 | 21.87 |  |  | 16 | 16 | 15
VAV_2F_S12_001 | VAV | Included | L1.001 OPEN READING AREA |  | 16.12 | 25.45 |  |  | 21 | 21 | 18
VAV_2F_S12_002 | VAV | Included | L1.001 OPEN READING AREA |  | 16.08 | 25.86 |  |  | 20 | 20 | 15
VAV_2F_S12_003 | VAV | Included | L1.001 OPEN READING AREA |  | 16.59 | 25.45 |  |  | 23 | 23 | 18
VAV_2F_S12_004 | VAV | Included | L1.001 OPEN READING AREA |  | 16.34 | 25.45 |  |  | 21 | 21 | 20
VAV_2F_S12_005 | VAV | Included | L1.001 OPEN READING AREA |  | 16.24 | 25.45 |  |  | 20 | 20 | 18
VAV_2F_S12_006 | VAV | Included | L1.001 OPEN READING AREA |  | 15.98 | 21.82 |  |  | 22 | 22 | 18
VAV_2F_S12_007 | VAV | Included | L1.001 OPEN READING AREA |  | 15.83 | 21.82 |  |  | 21.5 | 21.5 | 18
VAV_2F_S12_008 | VAV | Included | L1.001 OPEN READING AREA |  | 15.9 | 21.82 |  |  | 21 | 21 | 19
VAV_2F_S12_009 | VAV | Included | L1.001 OPEN READING AREA |  | 15.95 | 21.82 |  |  | 21 | 21 | 20
VAV_2F_S12_010 | VAV | Included | L1.002 BRAILLE READER |  | 15.7 | 21.82 |  |  | 21 | 21 | 20
VAV_2F_S12_011 | VAV | Included | L1.002 BRAILLE READER |  | 15.82 | 22.6 |  |  | 22 | 22 | 20
VAV_2F_S12_012 | VAV | Included | L1.003 TUTORING HEAD |  | 16.11 | 21.82 |  |  | 21 | 21 | 20
VAV_2F_S12_013 | VAV | Included | L1.004 WRITING ROOM 1 |  | 15.86 | 21.82 |  |  | 22 | 22 | 20
VAV_2F_S12_014 | VAV | Included | L1.005 WRITING ROOM 2 |  | 15.73 | 21.82 |  |  | 21 | 21 | 20
VAV_2F_S12_015 | VAV | Included | L1.005 WRITING ROOM 2 |  | 15.96 | 21.82 |  |  | 21 | 21 | 20
VAV_2F_S12_016 | VAV | Included | L1.007 STUDENT CARRELS |  | 16.19 | 21.82 |  |  | 40 | 26 | 20
VAV_2F_S12_017 | VAV | Included | L1.007 STUDENT CARRELS |  | 15.87 | 21.82 |  |  | 21 | 21 | 16
VAV_2F_S12_018 | VAV | Included | L1.007 STUDENT CARRELS |  | 15.92 | 21.82 |  |  | 24 | 24 | 20
VAV_2F_S12_019 | VAV | Included | L1.007 STUDENT CARRELS |  | 16.08 | 21.82 |  |  | 24 | 24 | 24
VAV_2F_S12_020 | VAV | Included | L1.007 STUDENT CARRELS |  | 16.19 | 21.82 |  |  | 24 | 24 | 24
VAV_2F_S12_021 | VAV | Included | L2.010 BREAKOUT SPACE |  | 16.11 | 23.25 |  |  | 21 | 21 | 18
VAV_2F_S12_022 | VAV | Included | L2.011 CIRCULATION OFFICE |  | 15.97 |  |  |  | 17 | 23 | 21
VAV_2F_S12_023 | VAV | Included | L2.012 OFFICE SPEC COL |  | 19.93 |  |  |  | 26 | 23 | 21
VAV_2F_S12_024 | VAV | Included | L2.013 OFFICE SPEC COL |  | 16.19 |  |  |  | 20.5 | 23 | 21
VAV_2F_S12_025 | VAV | Included | L2.993 CORRIDOR |  | 16.11 |  |  |  | 20 | 23 | 21
VAV_2F_S12_026 | VAV | Included | L2.011 CIRCULATION OFFICE |  | 15.68 | 21.25 |  |  | 21 | 21 | 18
VAV_2F_S12_027 | VAV | Included | L2.017 40 GROUP STUDY ROOM 7 |  | 15.75 | 21.62 |  |  | 20 | 20 | 17
VAV_2F_S12_028 | VAV | Included | L2.018 GROUP STUDY ROOM 8 |  | 16.52 | 22.69 |  |  | 23 | 23 | 12
VAV_2F_S12_029 | VAV | Included | L2.017 40 GROUP STUDY ROOM 7 |  | 16.25 | 22.12 |  |  | 19 | 19 | 18
VAV_2F_S12_097 | VAV | Included | L2.018 GROUP STUDY ROOM 8 |  | 16.15 | 22.02 |  |  | 21 | 21 | 17
VAV_2F_S13_001 | VAV | Not Included | L2.044 LIB DIRECTOR S ROOM |  | 17.9 | 26.06 |  |  | 18 | 18 | 13
VAV_2F_S13_002 | VAV | Not Included | L2.044 LIB DIRECTOR S ROOM |  | 17.66 | 26.21 |  |  | 18 | 18 | 14
VAV_2F_S13_003 | VAV | Included | L2.043 SERVICE AND LOUNGE |  | 17.48 | 23.2 |  |  | 24 | 24 | 21
VAV_2F_S13_004 | VAV | Included | L2.014 TRANS SPC AND SPACE ED |  | 17.8 | 22.69 |  |  | 21 | 21 | 12
VAV_2F_S13_005 | VAV | Included | L2.021 LIBR COM REL SPC AND EVENTS SPC |  | 17.28 |  |  |  | 21.5 | 23 | 21
VAV_2F_S13_006 | VAV | Included | L2.022 ACADEMIC PERS LIBRARIA |  | 17.62 |  |  |  | 24 | 23 | 21
VAV_2F_S13_007 | VAV | Included | L2.023 AD ADMIN AND PLANNING |  | 17.63 |  |  |  | 26 | 23 | 21
VAV_2F_S13_008 | VAV | Included | L2.024 OFFICE COORD |  | 18.74 |  |  |  | 18.5 | 23 | 21
VAV_2F_S13_009 | VAV | Included | L2.025 OPEN OFFICE |  | 16.94 | 22.69 |  |  | 18 | 18 | 10
VAV_2F_S13_010 | VAV | Included | L2.993 CORRIDOR |  | 17.72 | 24.89 |  |  | 22 | 22 | 21
VAV_2F_S13_011 | VAV | Included | L2.993 CORRIDOR |  | 17.18 | 22.69 |  |  | 18 | 18 | 16
VAV_2F_S13_012 | VAV | Included | L2.993 CORRIDOR |  | 16.89 | 22.77 |  |  | 25 | 25 | 12
VAV_2F_S13_013 | VAV | Included | L2.993 CORRIDOR |  | 17.42 | 22.69 |  |  | 22 | 22 | 16
VAV_2F_S13_014 | VAV | Included | L2.993 CORRIDOR |  | 17.19 | 22.69 |  |  | 19 | 19 | 17
VAV_2F_S13_015 | VAV | Included | L2.993 CORRIDOR |  | 17.25 | 22.69 |  |  | 22 | 22 | 21
VAV_2F_S13_016 | VAV | Not Included | L2.048 VIP WATING |  | 18.22 | 25.25 |  |  | 22 | 22 | 15
VAV_2F_S14_001 | VAV | Included | L1.080 PUBLIC SERVICES |  | 16.48 | 22.46 |  |  | 21 | 21 | 19
VAV_2F_S14_002 | VAV | Included | L1.080 PUBLIC SERVICES |  | 16.95 | 22.46 |  |  | 21 | 21 | 16
VAV_2F_S14_003 | VAV | Included | L1.080 PUBLIC SERVICES |  | 18.11 | 21.25 |  |  | 13 | 24 | 23
VAV_2F_S14_004 | VAV | Included | L1.080 PUBLIC SERVICES |  | 18.27 | 21.25 |  |  | 13 | 23 | 21
VAV_2F_S14_005 | VAV | Included | L1.081 BIBLIOGRAPHER 1 |  | 16.43 | 22.46 |  |  | 20 | 20 | 20
VAV_2F_S14_006 | VAV | Included | L1.082 BIBLIOGRAPHER 2 |  | 17.67 | 22.46 |  |  | 20 | 20 | 18
VAV_2F_S14_007 | VAV | Included | L1.083 SPEC COLL AND ARCH |  | 16.64 | 22.46 |  |  | 20 | 20 | 18
VAV_2F_S14_008 | VAV | Included | L1.084 R AND L SERVICES |  | 16.6 | 22.46 |  |  | 20 | 20 | 18
VAV_2F_S14_009 | VAV | Included | L1.085 AD PUBLIC SERVICE |  | 16.57 | 22.46 |  |  | 21.5 | 21.5 | 18
VAV_2F_S14_010 | VAV | Included | L1.086 REF LIBRARIAN 1 |  | 16.26 | 22.46 |  |  | 21 | 21 | 20
VAV_2F_S14_011 | VAV | Included | L1.087 REF LIBRARIAN 2 |  | 16.44 | 22.46 |  |  | 23 | 23 | 16
VAV_2F_S14_012 | VAV | Included | L1.088 REF LIBRARIAN 3 |  | 16.49 | 22.83 |  |  | 21 | 21 | 20
VAV_2F_S14_013 | VAV | Included | L1.089 REF LIBRARIAN 4 |  | 16.21 | 22.46 |  |  | 22 | 22 | 20
VAV_2F_S14_014 | VAV | Included | L1.090 REF LIBRARIAN 5 |  | 16.66 | 21.25 |  |  | 22 | 22 | 16
VAV_2F_S14_015 | VAV | Included | L1.091 REF LIBRARIAN 6 |  | 16.29 | 21.25 |  |  | 21 | 21 | 20
VAV_2F_S14_016 | VAV | Included | L1.092 REF LIBRARIAN 7 |  | 17.75 | 21.25 |  |  | 13 | 22.5 | 23
VAV_2F_S14_017 | VAV | Included | L1.093 REF LIBRARIAN 8 |  | 16.14 | 21.67 |  |  | 22 | 22 | 20
VAV_2F_S14_018 | VAV | Included | L1.094 REF LIBRARIAN 9 |  | 17.48 | 21.25 |  |  | 22 | 22 | 16
VAV_2F_S14_019 | VAV | Included | L1.095 REF LIBRARIAN 10 |  | 16.52 | 21.25 |  |  | 21.5 | 21.5 | 16
VAV_2F_S14_020 | VAV | Included | L1.096 REF LIBRARIAN 11 |  | 16.26 | 21.25 |  |  | 21.5 | 21.5 | 16
VAV_2F_S14_021 | VAV | Included | L1.097 REF LIBRARIAN 12 |  | 16.63 | 21.25 |  |  | 22 | 22 | 20
VAV_2F_S15_001 | VAV | Not Included | L2.051 VIP ROOM |  | 17.69 | 25.24 |  |  | 16 | 16 | 10
VAV_2F_S15_002 | VAV | Not Included | L2.051 VIP ROOM |  | 17.6 | 25.4 |  |  | 16 | 16 | 13
VAV_2F_S15_003 | VAV | Not Included | L2.051 VIP ROOM |  | 17.29 | 25.24 |  |  | 19 | 19 | 13
VAV_2F_S15_004 | VAV | Not Included | L2.051 VIP ROOM |  | 17.26 | 25.24 |  |  | 16 | 16 | 13
VAV_2F_S15_005 | VAV | Not Included | L2.046 VIP MEETING |  | 17.81 | 20.9 |  |  | 20 | 25 | 20
VAV_B_S10_001 | VAV | Included | B.200 DIGITIZATION |  | 19.39 | 21.07 |  |  | 12 | 25 | 22
VAV_B_S10_002 | VAV | Included | B.200 DIGITIZATION |  | 25.6 | 21.07 |  |  | 22 | 23 | 22
VAV_B_S10_003 | VAV | Included | B.200 DIGITIZATION |  | 21.26 | 21.07 |  |  | 27 | 24 | 27
VAV_B_S10_004 | VAV | Included | B.200 DIGITIZATION |  | 19.69 | 21.07 |  |  | 22 | 19.8 | 22
VAV_B_S10_005 | VAV | Included | B.200 DIGITIZATION |  | 28.6 | 21.07 |  |  | 26 | 26 | 26
VAV_B_S10_006 | VAV | Included | B.200 DIGITIZATION |  | 19.57 | 21.07 |  |  | 30 | 19.8 | 18
VAV_B_S10_007 | VAV | Included | B.200 DIGITIZATION |  | 26.43 | 21.07 |  |  | 27 | 25 | 18
VAV_B_S10_008 | VAV | Included | B.200 DIGITIZATION |  | 19.53 | 21.03 |  |  | 22 | 19.8 | 22
VAV_B_S10_009 | VAV | Included | B.203 TECHNICAL SERVICES |  | 19.3 | 19.94 |  |  | 21 | 23 | 21
VAV_B_S10_010 | VAV | Included | B.204 TECHNICAL SERVICES |  | 19.69 | 19.97 |  |  | 15 | 21 | 15
VAV_B_S10_011 | VAV | Included | B.204 TECHNICAL SERVICES |  | 19.43 | 20.06 |  |  | 21 | 21 | 16
VAV_B_S10_012 | VAV | Included | B.209 CONSERVATION WORK AREA |  | 20.8 | 22.54 |  |  | 30 | 22 | 25
VAV_B_S10_013 | VAV | Included | B.209 CONSERVATION WORK AREA |  | 26.88 | 22.54 |  |  | 23 | 24 | 23
VAV_B_S10_014 | VAV | Included | B.209 CONSERVATION WORK AREA |  | 24.55 | 22.71 |  |  | 30 | 26 | 24
VAV_B_S10_015 | VAV | Included | B.206 INSTRUCTION OUTREACH |  | 19.45 | 19.19 |  |  | 15 | 21.5 | 15
VAV_B_S10_016 | VAV | Included | B.205 INSTRUCTION PRESENTATION |  | 19.63 | 20.39 |  |  | 20 | 20 | 18
VAV_B_S10_017 | VAV | Included | B.205 INSTRUCTION PRESENTATION |  | 19.55 | 20.39 |  |  | 18 | 18 | 15
VAV_B_S10_018 | VAV | Included | B.205 INSTRUCTION PRESENTATION |  | 19.58 | 20.39 |  |  | 18 | 21 | 18
VAV_B_S10_019 | VAV | Included | B.208 PROF LIBRARIAN |  | 19.59 | 21 |  |  | 21 | 21 | 15
VAV_B_S10_020 | VAV | Included | B.207 RESERCHERS READING AREA |  | 24.05 | 20.51 |  |  | 23 | 23 | 23
VAV_B_S10_021 | VAV | Included | B.207 RESERCHERS READING AREA |  | 19.99 | 20.51 |  |  | 18 | 23 | 18
VAV_B_S10_022 | VAV | Included | B.207 RESERCHERS READING AREA |  | 19.73 | 20.51 |  |  | 23 | 23 | 19
VAV_B_S10_023 | VAV | Included | B.207 RESERCHERS READING AREA |  | 19.43 | 20.51 |  |  | 23 | 23 | 18
VAV_B_S10_024 | VAV | Included | B.200 DIGITIZATION |  | 19.31 | 21.07 |  |  | 26 | 25 | 26
VAV_B_S11_001 | VAV | Included | B.001A BREAK OUT AREA |  | 17.47 | 23.44 |  |  | 22 | 22 | 21
VAV_B_S11_002 | VAV | Included | B.001A BREAK OUT AREA |  | 17.45 | 23.44 |  |  | 21 | 21 | 20
VAV_B_S11_003 | VAV | Included | B.001 TECH SERVICES AND COLLECTIONS OFFICE |  | 17.93 | 23.44 |  |  | 22 | 22 | 20
VAV_B_S11_004 | VAV | Included | B.001 TECH SERVICES AND COLLECTIONS OFFICE |  | 17.4 | 23.44 |  |  | 22 | 22 | 20
VAV_B_S11_005 | VAV | Included | B.001 TECH SERVICES AND COLLECTIONS OFFICE |  | 17.75 | 25.78 |  |  | 22 | 22 | 20
VAV_B_S11_006 | VAV | Included | B.001 TECH SERVICES AND COLLECTIONS OFFICE |  | 17.84 | 25.78 |  |  | 21 | 21 | 18
VAV_B_S11_007 | VAV | Included | B.001 TECH SERVICES AND COLLECTIONS OFFICE |  | 17.57 | 25.78 |  |  | 21 | 21 | 20
VAV_B_S11_008 | VAV | Included | B.001 TECH SERVICES AND COLLECTIONS OFFICE |  | 17.69 | 25.78 |  |  | 22 | 22 | 23
VAV_B_S11_009 | VAV | Included | B.001 TECH SERVICES AND COLLECTIONS OFFICE |  | 17.78 | 25.78 |  |  | 21 | 21 | 20
VAV_B_S11_010 | VAV | Included | B.001 TECH SERVICES AND COLLECTIONS OFFICE |  | 18.01 | 25.78 |  |  | 21 | 21 | 20
VAV_B_S11_011 | VAV | Included | B.001A BREAK OUT AREA |  | 17.65 | 23.44 |  |  | 21 | 21 | 20
VAV_B_S11_012 | VAV | Included | B.001A BREAK OUT AREA |  | 17.6 | 23.44 |  |  | 27 | 27 | 12
VAV_B_S11_013 | VAV | Included | B.001 TECH SERVICES AND COLLECTIONS OFFICE |  | 17.64 | 23.72 |  |  | 21 | 21 | 20
VAV_B_S11_014 | VAV | Included | B.001 TECH SERVICES AND COLLECTIONS OFFICE |  | 17.6 | 23.76 |  |  | 21 | 21 | 20
VAV_B_S11_015 | VAV | Included | B.001 TECH SERVICES AND COLLECTIONS OFFICE |  | 17.86 | 25.78 |  |  | 20 | 20 | 16
VAV_B_S11_016 | VAV | Included | B.001 TECH SERVICES AND COLLECTIONS OFFICE |  | 17.66 | 25.78 |  |  | 23 | 23 | 20
VAV_B_S11_017 | VAV | Included | B.001 TECH SERVICES AND COLLECTIONS OFFICE |  | 17.45 | 25.78 |  |  | 22 | 22 | 21
VAV_B_S11_018 | VAV | Included | B.001 TECH SERVICES AND COLLECTIONS OFFICE |  | 17.38 | 25.78 |  |  | 21 | 21 | 19
VAV_B_S11_019 | VAV | Included | B.001 TECH SERVICES AND COLLECTIONS OFFICE |  | 17.52 | 25.78 |  |  | 21 | 21 | 20
VAV_B_S11_020 | VAV | Included | B.001 TECH SERVICES AND COLLECTIONS OFFICE |  | 17.93 | 26.12 |  |  | 22 | 22 | 21
VAV_B_S11_021 | VAV | Included | B.001 TECH SERVICES AND COLLECTIONS OFFICE |  | 17.5 | 21.72 |  |  | 24 | 25 | 24
VAV_B_S11_022 | VAV | Included | B.009 RECEPTION AND LOUNGE |  | 18.17 | 21.53 |  |  | 26 | 23 | 22
VAV_B_S11_023 | VAV | Included | B.009 RECEPTION AND LOUNGE |  | 18.24 | 21.44 |  |  | 0 | 24 | 10
VAV_B_S11_024 | VAV | Not Included | B.002 KITCHEN |  | 17.78 | 22.53 |  |  | 10 | 25 | 10
VAV_B_S11_025 | VAV | Included | B.028 STORAGE |  | 22.47 | 17.39 |  |  | 17 | 17 | 10
VAV_B_S11_026 | VAV | Not Included | B.003 FINANCE COORDINATOR AND BUSINESS SUPPORT OFCR |  | 24.55 |  |  |  | 23 | 23 | 21
VAV_B_S11_027 | VAV | Not Included | B.003 FINANCE COORDINATOR AND BUSINESS SUPPORT OFCR |  | 22.99 |  |  |  | 23 | 23 | 21
VAV_B_S11_028 | VAV | Included | B.004 ANALOGUE RESOURCES |  | 17.39 |  |  |  | 21 | 23 | 21
VAV_B_S11_029 | VAV | Included | B.005 DIGITAL RESOURCES |  | 24.64 |  |  |  | 23 | 23 | 21
VAV_B_S11_030 | VAV | Included | B.006 BUDGET AND PAYMENT 1 |  | 17.5 |  |  |  | 22 | 23 | 21
VAV_B_S11_031 | VAV | Included | B.007 BUDGET AND PAYMENT 2 |  | 22.62 |  |  |  | 25 | 23 | 21
VAV_B_S11_032 | VAV | Included | B.024 AD COLLECTION |  | 17.48 |  |  |  | 0 | 23 | 13
VAV_B_S11_033 | VAV | Included | B.024 AD COLLECTION |  | 17.26 |  |  |  | 16 | 23 | 12
VAV_B_S11_034 | VAV | Included | B.020 ENGINEERING |  | 23.61 |  |  |  | 24.5 | 23 | 21
VAV_B_S11_035 | VAV | Included | B.021 ARABIC SUDIES |  | 17.98 |  |  |  | 12 | 23 | 21
VAV_B_S11_036 | VAV | Included | B.022 LICENSING EXPERT |  | 18.21 |  |  |  | 0 | 23 | 12
VAV_B_S11_037 | VAV | Included | B.023 ART AND HUMANITIES |  | 19.52 |  |  |  | 0 | 23 | 18
VAV_B_S11_038 | VAV | Included | B.027 PROCUREMENT SPC PROCUREMENT OFCR |  | 23.61 |  |  |  | 25 | 23 | 21
VAV_B_S11_039 | VAV | Included | B.026 BUSINESS AND COMPUTING |  | 17.37 |  |  |  | 0 | 23 | 12
VAV_B_S11_040 | VAV | Included | B.025 SOCIAL SCIENCES |  | 17.58 |  |  |  | 17 | 24 | 14
VAV_B_S11_041 | VAV | Included | B.029 LITERATURE AND ANGUAGE |  | 17.09 |  |  |  | 17 | 23 | 21
VAV_B_S11_042 | VAV | Included | B.030 SNR P COORDINATOR AND P COORDINATOR |  | 17.67 |  |  |  | 21.5 | 24 | 15
VAV_B_S11_043 | VAV | Included | B.008 RECEIVING AREA |  | 18.08 | 20.98 |  |  | 21 | 23 | 10
VAV_B_S11_044 | VAV | Included | B.008 RECEIVING AREA |  | 17.5 | 20.98 |  |  | 10 | 24 | 10
VAV_B_S11_045 | VAV | Included | B.008 RECEIVING AREA |  | 17.27 | 20.98 |  |  | 10 | 24 | 10
VAV_B_S11_046 | VAV | Included | B.008 RECEIVING AREA |  | 17.44 | 21.02 |  |  | 14 | 24 | 14
VAV_B_S13_001 | VAV | Included | B.034 MEETING ROOM |  | 16.61 |  |  |  | 19.5 | 25 | 12
VAV_B_S13_002 | VAV | Included | B.034 MEETING ROOM |  | 16.64 |  |  |  | 19.5 | 24 | 11
VAV_B_S13_003 | VAV | Included | B.103 PROCESSING ROOM |  | 17.84 | 23.18 |  |  | 40 | 22 | 20
VAV_B_S13_004 | VAV | Included | B.103 PROCESSING ROOM |  | 16.77 | 22.46 |  |  | 21 | 21 | 19
VAV_B_S13_005 | VAV
VAV_B_S13_006 | VAV | Not Included | B.085 FUMIGATION ROOM |  | 17.11 | 21.36 |  |  | 12 | 33 | 12
VAV_B_S13_007 | VAV | Included | B.101 SHIPPING CLIRK |  | 22.89 |  |  |  | 25 | 23 | 21
VAV_B_S13_008 | VAV | Not Included | B.105 SECURITY CONTOL ROOM |  | 17.74 | 23.09 |  |  | 18 | 18 | 15
VAV_B_S14_001 | VAV | Included | B.040 OFFICE |  | 16.36 |  |  |  | 18 | 23 | 21
VAV_B_S14_002 | VAV | Included | B.056 OFFICE DIG INIT |  | 16.25 |  |  |  | 22 | 23 | 21
VAV_B_S14_003 | VAV | Included | B.057 OFFICE AD FOR LIT |  | 16.13 |  |  |  | 19.5 | 23 | 21
VAV_B_S14_004 | VAV | Included | B.041 DIGITIZATION ROOM |  | 16.35 | 22.32 |  |  | 21 | 21 | 16
VAV_B_S14_005 | VAV | Included | B.041 DIGITIZATION ROOM |  | 16.69 | 22.32 |  |  | 18 | 25 | 18
VAV_B_S14_006 | VAV | Included | B.041 DIGITIZATION ROOM |  | 16.82 | 22.32 |  |  | 21 | 21 | 18
VAV_B_S14_007 | VAV | Included | B.058 SHELL SPACE |  | 16.58 |  |  |  | 22 | 23 | 21
VAV_B_S14_008 | VAV | Included | B.041 DIGITIZATION ROOM |  | 16.5 |  |  |  | 22 | 23 | 21
VAV_B_S14_009 | VAV | Included | B.057 OFFICE AD FOR LIT |  | 16.74 | 21.78 |  |  | 23 | 23 | 16
VAV_B_S14_010 | VAV | Included | B.041 DIGITIZATION ROOM |  | 16.63 | 21.78 |  |  | 21 | 21 | 14
VAV_B_S14_011 | VAV | Included | B.041 DIGITIZATION ROOM |  | 16.63 | 22.32 |  |  | 18 | 26 | 18
VAV_B_S14_012 | VAV | Included | B.041 DIGITIZATION ROOM |  | 16.54 | 22.32 |  |  | 22 | 22 | 11
VAV_B_S14_013 | VAV | Included | B.058 SHELL SPACE |  | 16.99 |  |  |  | 14.5 | 25 | 12
VAV_B_S14_014 | VAV | Included | B.059 SHELL SPACE |  | 18.31 |  |  |  | 25.75 | 23.5 | 14
VAV_B_S14_015 | VAV | Included | B.041 DIGITIZATION ROOM |  | 16.66 | 20.71 |  |  | 21 | 21 | 18
VAV_B_S14_016 | VAV | Included | B.041 DIGITIZATION ROOM |  | 27.65 | 21.04 |  |  | 21 | 23 | 21
VAV_B_S14_040 | VAV | Included | B.044 BOH KITCHEN |  | 20.3 | 21.43 |  |  | 18 | 18 | 11
VAV_B_S14_041 | VAV | Included | B.044 BOH KITCHEN |  | 22.37 | 22.22 |  |  | 24 | 30 | 24
VAV_B_S14_042 | VAV | Included | B.043 BINDING AND PRESERVATION SPACE |  | 19.72 | 22.22 |  |  | 24 | 22 | 24
VAV_B_S14_043 | VAV | Included | B.043 BINDING AND PRESERVATION SPACE |  | 17.57 | 22.22 |  |  | 30 | 22 | 26
VAV_B_S14_044 | VAV | Included | B.043 BINDING AND PRESERVATION SPACE |  | 17.45 | 21.97 |  |  | 30 | 19 | 15
VAV_B_S14_045 | VAV | Included | B.043 BINDING AND PRESERVATION SPACE |  | 21.03 | 21.43 |  |  | 22 | 22 | 22
VAV_B_S14_046 | VAV | Included | B.043 BINDING AND PRESERVATION SPACE |  | 22.3 | 21.43 |  |  | 26 | 23 | 26
VAV_B_S14_047 | VAV | Included | B.044 BOH KITCHEN |  | 16.82 | 22.22 |  |  | 12 | 24 | 12
VAV_B_S14_048 | VAV | Included | B.043 BINDING AND PRESERVATION SPACE |  | 17.79 | 22.22 |  |  | 15 | 15 | 15
VAV_B_S14_049 | VAV | Included | B.043 BINDING AND PRESERVATION SPACE |  | 17.98 | 22.22 |  |  | 30 | 20 | 16
VAV_B_S14_050 | VAV | Included | B.043 BINDING AND PRESERVATION SPACE |  | 19.83 | 22.04 |  |  | 22 | 22 | 22
VAV_B_S14_051 | VAV | Included | B.043 BINDING AND PRESERVATION SPACE |  | 21.02 | 21.43 |  |  | 24 | 23 | 24
VAV_B_S15_001 | VAV | Included | B.153 PROF LIBRARIAN |  | 17.54 | 19.93 |  |  | 0 | 26 | 26
VAV_B_S15_002 | VAV | Included | B.145 LOBY AND CSECURITY |  | 37.25 | 19.88 |  |  | 27 | 25 | 14
VAV_B_S15_003 | VAV | Included | B.145 LOBY AND CSECURITY |  | 17.75 | 20.8 |  |  | 0 | 24 | 22
VAV_B_S15_004 | VAV | Included | B.145 LOBY AND CSECURITY |  | 18.56 | 20.63 |  |  | 12 | 23 | 20
VAV_B_S15_005 | VAV | Included | B.153 PROF LIBRARIAN |  | 17.34 |  |  |  | 20.93 | 23 | 21
VAV_B_S15_006 | VAV | Included | B.153 PROF LIBRARIAN |  | 17.13 |  |  |  | 21.04 | 22 | 20
VAV_B_S15_007 | VAV | Not Included | B.152 HC SECURITY ROOM |  | 25.72 | 21.17 |  |  | 24 | 24 | 24
VAV_B_S15_008 | VAV | Included | B.151 RESEARCH AND DOC RECORD MGMT |  | 17.21 |  |  |  | 24 | 22 | 19
VAV_B_S15_009 | VAV | Not Included | B.149 HC DIRECTOR HEAD |  | 17.32 |  |  |  | 10 | 22 | 21
VAV_B_S15_010 | VAV | Not Included | B.149 HC DIRECTOR HEAD |  | 23.13 |  |  |  | 22.34 | 21 | 20
VAV_B_S15_011 | VAV | Not Included | B.149 HC DIRECTOR HEAD |  | 17.4 | 21.39 |  |  | 20 | 20 | 20
VAV_B_S15_012 | VAV | Not Included | B.149 HC DIRECTOR HEAD |  | 17.43 | 21.39 |  |  | 21 | 21 | 19
VAV_B_S15_013 | VAV | Included | B.151 RESEARCH AND DOC RECORD MGMT |  | 17.45 |  |  |  | 11 | 26 | 25
CAV_1F_S11_001 | CAV | Included | L1.023 CORRIDOR |  | 20.65 |  |  |  | 21 | 20 | 21
CAV_1F_S11_002 | CAV | Included | L1.023 CORRIDOR |  | 17.53 |  |  |  | 17 | 30 | 17
CAV_1F_S11_006 | CAV | Included | L1.047 CHILDREN LIBRARY PRE SCHOOL READING AND PLAYING |  | 17.81 |  |  |  | 23.2 | 23.2 | 10
CAV_1F_S11_007 | CAV | Included | L1.023 CORRIDOR |  | 15.23 |  |  |  | 15 | 25 | 15
CAV_1F_S11_008 | CAV | Included | L1.047 CHILDREN LIBRARY PRE SCHOOL READING AND PLAYING |  | 17.54 |  |  |  | 23.5 | 23.5 | 10
CAV_1F_S11_009 | CAV | Included | L1.047 CHILDREN LIBRARY PRE SCHOOL READING AND PLAYING |  | 17.88 |  |  |  | 17 | 23 | 17
CAV_1F_S15_002 | CAV | Included | L1.150 RESTAURANT |  | 24.06 |  |  |  | 21 | 21 | 17
CAV_1F_S15_004 | CAV | Included | L1.100 AERIAL PLATFORM PARKING |  | 17.51 |  |  |  | 17 | 22 | 17
CAV_1F_S15_005 | CAV | Included | L1.150 RESTAURANT |  | 17.46 |  |  |  | 21 | 21 | 14
CAV_1F_S15_006 | CAV | Included | L1.150 RESTAURANT |  | 17.32 |  |  |  | 17 | 21 | 17
CAV_1F_S15_010 | CAV | Included | L1.150 RESTAURANT |  | 16.84 |  |  |  | 22 | 22 | 10
CAV_1F_S15_011 | CAV | Included | L1.150 RESTAURANT |  | 17.39 |  |  |  | 20 | 20 | 12
CAV_1F_S15_012 | CAV | Included | L1.150 RESTAURANT |  | 17.45 |  |  |  | 21 | 21 | 17
CAV_1F_S15_013 | CAV | Included | L1.150 RESTAURANT |  | 17.35 |  |  |  | 12 | 25 | 12
CAV_1F_S15_014 | CAV | Included | L1.150 RESTAURANT |  | 17.4 |  |  |  | 21 | 21 | 12
CAV_1F_S15_015 | CAV | Included | L1.150 RESTAURANT |  | ?????? |  |  |  | 21 | 21 | 12
CAV_1F_S15_016 | CAV | Included | L1.150 RESTAURANT |  | 17.34 |  |  |  | 22 | 22 | 12
CAV_1F_S15_017 | CAV | Included | L1.150 RESTAURANT |  | 17.07 |  |  |  | 21 | 21 | 10
CAV_1F_S15_018 | CAV | Included | L1.100 AERIAL PLATFORM PARKING |  | 17.56 |  |  |  | 17 | 22 | 17
CAV_1F_S15_019 | CAV | Included | L1.153 FURNITURE STORE |  | 17.65 | 20.18 |  |  | 12 | 24 | 12
CAV_B_S12_001 | CAV | Included | B.063 PLANT ROOM 01 |  | 16.05 | 48.92 |  |  | 22 | 22 | 15
CAV_B_S12_002 | CAV | Not Included | B.063 PLANT ROOM 01 |  | 17.77 |  |  |  | 13 | 26 | 17
CAV_B_S12_003 | CAV | Not Included | B.063 PLANT ROOM 01 |  | 17.76 |  |  |  | 0 | 26 | 17
CAV_B_S13_001 | CAV | Included | B.064 CORRIDOR 2 |  | 17.71 |  |  |  | 17 | 28 | 24
CAV_B_S13_002 | CAV | Included | B.064 CORRIDOR 2 |  | 17.52 |  |  |  | 23 | 28 | 26
CAV_B_S13_003 | CAV | Included | B.064 CORRIDOR 2 |  | 17.46 | 20.28 |  |  | ?????? | 25 | 22
CAV_B_S13_004 | CAV | Included | B.064 CORRIDOR 2 |  | 18.28 |  |  |  | 15 | 26 | 24
CAV_B_S13_005 | CAV | Included | B.064 CORRIDOR 2 |  | 18.36 |  |  |  | 11 | 26 | 24
CAV_B_S13_006 | CAV | Included | B.035 CORRIDOR 4 |  | 16.42 |  |  |  | 17 | 26 | 17
CAV_B_S13_007 | CAV | Included | B.035 CORRIDOR 4 |  | 18.13 |  |  |  | 0 | 26 | 14
CAV_B_S13_008 | CAV | Included | B.035 CORRIDOR 4 |  | 16.56 |  |  |  | 25 | 23 | 25
CAV_B_S13_009 | CAV | Included | B.104 STORAGE |  | 18.14 |  |  |  | 17 | 25 | 17
CAV_B_S13_010 | CAV | Not Included | B.070 PLANT ROOM 02 |  | 19.11 |  |  |  | 15 | 26 | 17
CAV_B_S13_011 | CAV | Not Included | B.070 PLANT ROOM 02 |  | 18.3 |  |  |  | 11 | 26 | 25
CAV_B_S13_012 | CAV | Not Included | B.070 PLANT ROOM 02 |  | 16.81 |  |  |  | 23 | 23 | 13
CAV_B_S13_013 | CAV | Not Included | B.087 GAS SUPPRESSION ROOM |  | 18.36 |  |  |  | 15 | 22 | 22
CAV_B_S13_014 | CAV | Included | B.064 CORRIDOR 2 |  | 18.17 |  |  |  | 12 | 28 | 15
CAV_B_S13_015 | CAV | Not Included | B.089 SERVER ROOM |  | 16.72 |  |  |  | 17 | 24 | 17
CAV_B_S13_020 | CAV | Not Included | B.084 UPS BATTERY ROOM |  | 20.58 |  |  |  | 20 | 23 | 20
CAV_B_S13_021 | CAV | Not Included | B.072 SPRIMKLERS PUMPS AND ZONES VALVES |  | 17.11 |  |  |  | 0 | 26 | 12
CAV_B_S13_050 | CAV | Not Included | B.104A PLANT ROOM |  | ?????? |  |  |  | ?????? | ?????? | ??????
CAV_B_S14_001 | CAV | Included | B.040 OFFICE |  | 18.56 |  |  |  | 22 | 30 | 22
CAV_B_S14_002 | CAV | Included | B.052 CORRIDOR 3 |  | 16.41 |  |  |  | 16.17 | 20 | 13
CAV_B_S14_003 | CAV | Not Included | B.110 PLANT ROOM 03 |  | 18.95 |  |  |  | 0 | 23 | 12
CAV_B_S14_004 | CAV | Not Included | B.110 PLANT ROOM 03 |  | 17.89 |  |  |  | 0 | 23 | 12
CAV_B_S14_005 | CAV | Not Included | B.110 PLANT ROOM 03 |  | 18 |  |  |  | 0 | 23 | 13
CAV_B_S14_006 | CAV | Included | B.044 BOH KITCHEN |  | 16.71 |  |  |  | 18 | 18 | 12
CAV_B_S14_007 | CAV | Included | B.044 BOH KITCHEN |  | 15.69 |  |  |  | 15 | 23 | 15
CAV_B_S15_001 | CAV | Included | B.063 PLANT ROOM 01 |  | 17.96 |  |  |  | 12 | 23 | 21
CAV_B_S15_002 | CAV | Included | B.063 PLANT ROOM 01 |  | 18.71 |  |  |  | 0 | 26 | 13
CAV_B_S15_003 | CAV | Included | B.063 PLANT ROOM 01 |  | 19.05 |  |  |  | 0 | 24 | 12
DX_B01 | DX Unit | Not Included | B.035 CORRIDOR 4
DX_B02 | DX Unit | Not Included | B.035 CORRIDOR 4
DX_B03 | DX Unit | Not Included | B.095 EMERGENCY LIGHTING BATTERY ROOM
DX_B04 | DX Unit | Not Included | B.082 TRANSFORMER ROOM
DX_B05 | DX Unit | Not Included | B.083 HV ROOM
DX_B06 | DX Unit | Not Included | B.083 HV ROOM
DX_B07 | DX Unit | Not Included | B.095 EMERGENCY LIGHTING BATTERY ROOM
DX_B08 | DX Unit | Not Included | B.095 EMERGENCY LIGHTING BATTERY ROOM
DX_B09 | DX Unit | Not Included | B.084 UPS BATTERY ROOM
DX_B10 | DX Unit | Not Included | B.103 PROCESSING ROOM
DX_B11 | DX Unit | Not Included | B.107 SECURITY EQUIPMENT ROOM
DX_B12 | DX Unit | Not Included | B.107 SECURITY EQUIPMENT ROOM
DX_B13 | DX Unit | Not Included | B.093 TRANSH CHAMBER
DX_B14 | DX Unit | Not Included | B.095 EMERGENCY LIGHTING BATTERY ROOM
DX_B15 | DX Unit | Not Included | B.093 TRANSH CHAMBER
DX_B16 | DX Unit | Not Included | B.095 EMERGENCY LIGHTING BATTERY ROOM
DX_B17 | DX Unit | Not Included | B.045A REFRIGERATE STORE
DX_B18 | DX Unit | Not Included | B.045A REFRIGERATE STORE
DX_B19 | DX Unit | Not Included | B.045A REFRIGERATE STORE
DX_B20 | DX Unit | Not Included | B.092 STORAGE
DX_B21 | DX Unit | Not Included | P.004 PLANT ZONE
DX_B22 | DX Unit | Not Included | B.106 REST ROOM SECURITY
DX_B23 | DX Unit | Not Included | B.107 SECURITY EQUIPMENT ROOM
DX_B24 | DX Unit | Not Included | P.004 PLANT ZONE
HEX01 | HEX | Not Included | B.220 PLANT ROOM 04
HEX02 | HEX | Not Included | B.220 PLANT ROOM 04
HEX03 | HEX | Not Included | B.220 PLANT ROOM 04
HEX04 | HEX | Not Included | B.220 PLANT ROOM 04
HEX05 | HEX | Not Included | B.211 PH PLANT ROOM
EF_201 | EF | Not Included | L-3 L 3
EF_B05 | EF | Not Included | B.085 FUMIGATION ROOM
EF_B06 | EF | Not Included | B.055 DIGITIZATION CENTER
EF_B07 | EF | Not Included | B.109 LOADING AREA
EF_B08 | EF | Not Included | B.109 LOADING AREA
EF_B09 | EF | Not Included | B.080 GENERATOR
EF_B10 | EF | Not Included | B.093 TRANSH CHAMBER
EF_B11 | EF | Not Included | B.091 FUEL ROOM
EF_B12 | EF | Not Included | B.214 IDF ROOM
EF_B13 | EF | Not Included | B.072 SPRIMKLERS PUMPS AND ZONES VALVES
EF_B14 | EF | Not Included | B.064 CORRIDOR 2
EF_B15 | EF | Not Included | B.109 LOADING AREA
EF_B16 | EF | Not Included | B.109 LOADING AREA
EF_BBV01 | EF | Not Included | B.070 PLANT ROOM 02
EF_BBV02 | EF | Not Included | B.070 PLANT ROOM 02
EF_RP01 | EF | Not Included | P.002 PLANT ZONE
EF_RP02 | EF | Not Included | P.004 PLANT ZONE
EF_RP03 | EF | Not Included | P.007 PLANT ZONE
KEF_101 | KEF | Not Included | L1.067 RESTAURANT
KEF_B019 | KEF | Not Included | B.049 MEP KITCHEN
KEF_B020 | KEF | Not Included | B.052 CORRIDOR 3
KEF_B04 | KEF | Not Included | B.001A BREAK OUT AREA
SEF_RP04 | SEF | Not Included | P.002 PLANT ZONE
SEF_RP05 | SEF | Not Included | P.002 PLANT ZONE
SEF_RP06 | SEF | Not Included | P.002 PLANT ZONE
SEF_RP07 | SEF | Not Included | P.004 PLANT ZONE
SEF_RP08 | SEF | Not Included | P.004 PLANT ZONE
SEF_RP09 | SEF | Not Included | P.004 PLANT ZONE
SEF_RP10 | SEF | Not Included | P.007 PLANT ZONE
SEF_RP11 | SEF | Not Included | P.006 PLANT ZONE
SEF_RP12 | SEF | Not Included | P.006 PLANT ZONE
SEF_ZoneA | SEF | Not Included | P.002 PLANT ZONE
SEF_ZoneB | SEF | Not Included | P.004 PLANT ZONE
SEF_ZoneC | SEF | Not Included | P.007 PLANT ZONE
TEF_101C | TEF | Not Included | E2 SHAFT
TEF_102C | TEF | Not Included | E1 SHAFT
TEF_B01A | TEF | Not Included | B.110 PLANT ROOM 03
TEF_B01B | TEF | Not Included | B.110 PLANT ROOM 03
TEF_B02A | TEF | Not Included | B.070 PLANT ROOM 02
TEF_B02B | TEF | Not Included | B.070 PLANT ROOM 02
TEF_B03A | TEF | Not Included | B.120 COMPACT SHELVING MAIN COLLECTION
TEF_B03B | TEF | Not Included | B.120 COMPACT SHELVING MAIN COLLECTION
CCU_B01 | CCU | Not Included | B.048 QTEL ROOM
CCU_B02 | CCU | Not Included | B.048 QTEL ROOM
CCU_B03 | CCU | Not Included | B.050 TELECOM ROOM
CCU_B04 | CCU | Not Included | B.050 TELECOM ROOM
CCU_B05 | CCU | Not Included | B.089 SERVER ROOM
CCU_B06 | CCU | Not Included | B.089 SERVER ROOM
CCU_B07 | CCU | Not Included | B.089 SERVER ROOM
CCU_B08 | CCU | Not Included | B.141 VAULT
CCU_B09 | CCU | Not Included | B.141 VAULT
CCU_B10 | CCU | Not Included | B.222 IDF
CCU_B11 | CCU | Not Included | B.222 IDF
CCU_8081 | CCU | Not Included
CCU_8082 | CCU | Not Included
CCU_8083 | CCU | Not Included
CCU_8084 | CCU | Not Included
CCU_8085 | CCU | Not Included
CCU_8086 | CCU | Not Included
CCU_MDFRm | CCU | Not Included
CCU_Qtel | CCU | Not Included
CCU_Server_Rm | CCU | Not Included
CCU_AVServer_Rm | CCU | Not Included
CCU_HeritageVault | CCU | Not Included
CHW_P01 | CHW Pump | Not Included | B.220 PLANT ROOM 04
CHW_P02 | CHW Pump | Not Included | B.220 PLANT ROOM 04
CHW_P03 | CHW Pump | Not Included | B.220 PLANT ROOM 04
CHW_P04 | CHW Pump | Not Included | B.220 PLANT ROOM 04
CHWPU_P01 | CHW Pump | Not Included | B.220 PLANT ROOM 04
CHWPU_P02 | CHW Pump | Not Included
ELEC_Gen | Generator | Not Included | B.080 GENERATOR

## SSC Asset Registry
SSC - CONTROLLABLE ASSET REGISTRY
Tag No. | Equipment Type | Included / Not included | Room (final) | Zones Served | Supply Air Temp (°C) | Return Air Temp (°C) | Supply Air Temp SP (°C) | Return Air Temp SP (°C) | Room Temp (°C) | Room Unit SP (°C) | Occ. SP Cooling (°C) | Occ. SP Heating (°C) | Unocc. SP Cooling (°C) | Unocc. SP Heating (°C) | Occupancy Status | Source / Notes | Occupied SP (°C) | Unoccupied SP (°C)
AHUB_0001 | AHU | Not Included | B.013 CHILLED WATER | VAV/B/01 ENTRANCE B1.015 / VAV/1/1->3 SHELL SPACE 1.014/ VAV/2/12 EXECUTIVE CONFERENCE ROOM 2.005…
AHUB_0002 | AHU | Not Included | B.014 VENT PLANT | VAV/1/22 CORRIDOR 1.013 / VAV/1/4->6 SHELL SPACE 1.015/ VAV/1/08->13 PRAYER ROOM 1.019….
AHUB_0003 | AHU | Not Included | B.014 VENT PLANT | VENT PLANT B1.008 / GENERATOR B1.012/ CORRIDOR B1.029..
AHUB_0004 | AHU | Not Included | B.008 VENT PLANT | VAV/2/07 & 8 LOBBY 2.002 / VESTIBUTE 2.010…
AHUB_0005 | AHU | Not Included | B.014 VENT PLANT
FCU0001 | FCU | Not Included | B.016 SPRINKLER AND WATER
FCU0002 | FCU | Not Included | B.025 MAIN SEC CONTROL ROOM
FCU0003 | FCU | Not Included | B.030 CORRIDOR
FCU0004 | FCU | Not Included | 1.008 AV ROOM
FCU0005 | FCU | Not Included | 1.027 IDF 1
FCU0006 | FCU | Not Included | 1.027 IDF 1
FCU0007 | FCU | Not Included | 1.039 IDF 2
FCU0008 | FCU | Not Included | 1.039 IDF 2
FCU0009 | FCU | Included | 1.029 SHELL SPACE
FCU0010 | FCU | Included | 1.013 CORRIDOR
FCU0011 | FCU | Included | 3.033 PRINTING
VAV0001 | VAV | Included | B.015 ENTRANCE
VAV0002 | VAV | Included | 1.014 SHELL SPACE
VAV0003 | VAV | Included | 1.014 SHELL SPACE
VAV0004 | VAV | Included | 1.014 SHELL SPACE
VAV0005 | VAV | Included | 1.015 SHELL SPACE
VAV0006 | VAV | Included | 1.015 SHELL SPACE
VAV0007 | VAV | Included | 1.015 SHELL SPACE
VAV0008 | VAV | Included | 1.024 CORRIDOR
VAV0009 | VAV | Included | 1.001 CORRIDOR
VAV0010 | VAV | Included | 1.019 PRAYER ROOM
VAV0011 | VAV | Included | 1.019 PRAYER ROOM
VAV0012 | VAV | Included | 1.019 PRAYER ROOM
VAV0013 | VAV | Included | 1.019 PRAYER ROOM
VAV0014 | VAV | Included | 1.019 PRAYER ROOM
VAV0015 | VAV | Included | 1.029 ROOM NO 42
VAV0016 | VAV | Included | 1.029 ROOM NO 43
VAV0017 | VAV | Included | 1.029 ROOM NO 44
VAV0018 | VAV | Included | 1.029 SHELL SPACE
VAV0019 | VAV | Included | 1.029 SHELL SPACE
VAV0020 | VAV | Included | 1.029 SHELL SPACE
VAV0021 | VAV | Included | 1.013 CORRIDOR
VAV0022 | VAV | Included | 1.003 OPEN SPACE
VAV0023 | VAV | Included | 1.003 OPEN SPACE
VAV0024 | VAV | Included | 1.003 OPEN SPACE
VAV0025 | VAV | Included | 1.002 SHELL SPACE
VAV0026 | VAV | Included | 1.002 SHELL SPACE
VAV0027 | VAV | Included | 1.002 SHELL SPACE
VAV0028 | VAV | Included | 1.002 SHELL SPACE
VAV0029 | VAV | Included | 1.003 OPEN SPACE
VAV0030 | VAV | Included | 1.016 SHELL SPACE
VAV0031 | VAV | Included | 1.003 OPEN SPACE
VAV0032 | VAV | Included | 1.018 CORRIDOR
VAV0033 | VAV | Included | 1.039 IDF 2
VAV0034 | VAV | Included | 1.003 OPEN SPACE
VAV0035 | VAV | Included | 1.028 CORRIDOR
VAV0036 | VAV | Included | 1.019 PRAYER ROOM
VAV0037 | VAV | Not Included | 1.008 AV ROOM
VAV0038 | VAV | Included | ST-4 STAIR 4
VAV0039 | VAV | Included | 1.003 OPEN SPACE
VAV0040 | VAV | Included | 2.006 CONFERENCE ROOM
VAV0041 | VAV | Not Included | 2.005 EXECUTIVE CONFERENCE ROOM
VAV0042 | VAV | Not Included | 2.005 EXECUTIVE CONFERENCE ROOM
VAV0043 | VAV | Included | 2.004 CORRIDOR
VAV0044 | VAV | Included | 2.001 FOYER
VAV0045 | VAV | Included | 2.001 FOYER
VAV0046 | VAV | Included | 2.002 LOBBY
VAV0047 | VAV | Included | 2.002 LOBBY
VAV0048 | VAV | Included | 2.002 LOBBY
VAV0049 | VAV | Included | 2.003 CORRIDOR
VAV0050 | VAV | Included | 2.002 LOBBY
VAV0051 | VAV | Not Included | 2.005 EXECUTIVE CONFERENCE ROOM
VAV0052 | VAV | Included | 2.006 CONFERENCE ROOM
VAV0053 | VAV | Included | 3.015 RESEARCHER OFFICE
VAV0054 | VAV | Included | 3.014 VISITOR S CUBICLE
VAV0055 | VAV | Included | 3.013 RESEARCHER OFFICE
VAV0056 | VAV | Included | 3.012 RESEARCHER OFFICE
VAV0057 | VAV | Included | 3.011 VISITOR S CUBICLE
VAV0058 | VAV | Included | 3.010 RESEARCHER OFFICE
VAV0059 | VAV | Included | 3.009 RESEARCHER OFFICE
VAV0060 | VAV | Included | 3.008 VISITOR S CUBICLE
VAV0061 | VAV | Included | 3.007 OPERATIONS MANAGERS
VAV0062 | VAV | Included | 3.006A ROOM
VAV0063 | VAV |  | (NOT FOUND ON DRAWING LEVEL 3)
VAV0064 | VAV | Included | 3.006B ROOM
VAV0065 | VAV | Included | 3.005 RESEARCHER OFFICE
VAV0066 | VAV | Included | 3.004 VISITOR S CUBICLE
VAV0067 | VAV | Included | 3.003 RESEARCHER OFFICE
VAV0068 | VAV | Not Included | 3.002 DIRECTOR MEETING ROOM
VAV0069 | VAV | Not Included | 3.002 DIRECTOR MEETING ROOM
VAV0070 | VAV | Not Included | 3.001 DIRECTOR S OFFICE
VAV0071 | VAV | Included | 3.032 GENERAL OFFICE AREA
VAV0072 | VAV | Included | 3.032 GENERAL OFFICE AREA
VAV0073 | VAV | Included | 3.032 GENERAL OFFICE AREA
VAV0074 | VAV | Included | 3.032 GENERAL OFFICE AREA
VAV0075 | VAV | Included | 3.032 GENERAL OFFICE AREA
VAV0076 | VAV | Included | 3.031 ASSOC DIRECTORS OFFICE
VAV0077 | VAV | Included | 3.032 GENERAL OFFICE AREA
VAV0078 | VAV | Included | 3.031 ASSOC DIRECTORS OFFICE
VAV0079 | VAV | Not Included | 3.030 ASSOC DIRECTORS MEETING ROOM
VAV0080 | VAV | Not Included | 3.030 ASSOC DIRECTORS MEETING ROOM
VAV0081 | VAV | Included | 3.029 RESEARCHER OFFICE
VAV0082 | VAV | Included | 3.028 VISITOR S CUBICLE
VAV0083 | VAV | Included | 3.027 RESEARCHER OFFICE
VAV0084 | VAV | Included | 3.026 MEETING ROOM
VAV0085 | VAV | Included | 3.026 MEETING ROOM
VAV0086 | VAV | Included | 3.026 MEETING ROOM
VAV0087 | VAV | Included | 3.025 SECRETARIAL AREA
VAV0088 | VAV | Included | 3.024 VISITOR S CUBICLE
VAV0089 | VAV | Included | 3.023 RESEARCHER OFFICE
VAV0090 | VAV | Included | 3.022 RESEARCHER OFFICE
VAV0091 | VAV | Included | 3.021 VISITOR S CUBICLE
VAV0092 | VAV | Included | 3.020 RESEARCHER OFFICE
VAV0093 | VAV | Included | 3.019 IT MANAGERS OFFICE
VAV0094 | VAV | Included | 3.018 VISITOR S CUBICLE
VAV0095 | VAV | Included | 3.017 RESEARCHER OFFICE
VAV0096 | VAV | Included | 3.016 LOUNGE
VAV0097 | VAV | Included | 3.016 LOUNGE
VAV0098 | VAV | Included | 3.016 LOUNGE
VAV0099 | VAV | Included | 3.034 CORRIDOR
VAV0100 | VAV | Included | 3.041 CORRIDOR
VAV0101 | VAV | Included | 3.042 CORRIDOR
VAV0102 | VAV | Included | 3.041 CORRIDOR
VAV0103 | VAV | Included | 3.034 CORRIDOR
VAV0104 | VAV | Included | 3.034 CORRIDOR
VAV0105 | VAV | Included | 3.034 CORRIDOR
VAV0106 | VAV | Included | 3.042 CORRIDOR
VAV0107 | VAV | Included | 3.032 GENERAL OFFICE AREA
VAV0108 | VAV | Included | 3.032 GENERAL OFFICE AREA

## RDC Asset Registry
RDC - CONTROLLABLE ASSET REGISTRY
Tag No. | Equipment Type | Included / Not included | Room (final) | Zones Served | Return Air Temp (°C) | Occupied SP (°C) | Unoccupied SP (°C) | Outside Air Temp (°C) | Exhaust Air Temp (°C) | Discharge Air Temp (°C)
RDC_NB_2F_AHU8511 | AHU | Not Included | NORTH BUILDING PENT HOUSE N-2101 | Common Header |  |  |  | 40.2 |  | 12.9
RDC_NB_2F_AHU8512 | AHU | Not Included | NORTH BUILDING PENT HOUSE N-2101 | Common Header |  |  |  | 17.3 |  | 17
RDC_NB_2F_AHU8513 | AHU | Not Included | NORTH BUILDING PENT HOUSE N-2101 | Common Header |  |  |  | 40 |  | 13.7
RDC_NB_2F_AHU8514 | AHU | Not Included | NORTH BUILDING PENT HOUSE N-2101 | Common Header |  |  |  | 28.5 |  | 13.3
RDC_NB_2F_AHU8515 | AHU | Not Included | NORTH BUILDING PENT HOUSE N-2101 | Common Header |  |  |  | 40.6 |  | 13.6
RDC_NB_2F_AHU8516 | AHU | Not Included | NORTH BUILDING PENT HOUSE N-2101 | Common Header |  |  |  | 40.1 |  | 13.3
RDC_NB_2F_AHU8517 | AHU | Not Included | NORTH BUILDING PENT HOUSE N-2101 | Common Header |  |  |  | 40.1 |  | 14.6
RDC_NB_2F_AHU8518 | AHU | Not Included | NORTH BUILDING PENT HOUSE N-2101 | Common Header |  |  |  | 39.6 |  | 13.7
RDC_NB_2F_AHU8519 | AHU | Not Included | NORTH BUILDING PENT HOUSE N-2101 | Common Header |  |  |  | 37.5 |  | 13.8
RDC_NB_2F_AHU8520 | AHU | Not Included | NORTH BUILDING PENT HOUSE N-2101 | Common Header |  |  |  | 39.4 |  | 14.5
RDC_NB_2F_AHU8521 | AHU | Not Included | NORTH BUILDING PENT HOUSE N-2101 | Common Header |  |  |  | 39.4 |  | 13.3
RDC_SB_2F_AHU8011 | AHU | Not Included | SOUTH BUILDING PENTHOUSE S-2101 | Common Header | NA |  |  | 41.1 | 21.6 | 15.7
RDC_SB_2F_AHU8012 | AHU | Not Included | SOUTH BUILDING PENTHOUSE S-2101 | Common Header | NA |  |  | 42.7 | 20.8 | 19.5
RDC_SB_2F_AHU8021 | AHU | Not Included | SOUTH BUILDING PENTHOUSE S-2101 | Common Header | 22 |  |  | NA | NA | 14.8
RDC_SB_2F_AHU8022 | AHU | Not Included | SOUTH BUILDING PENTHOUSE S-2101 | Common Header | 21.6 |  |  | NA | NA | 15
RDC_SB_2F_AHU8023 | AHU | Not Included | SOUTH BUILDING PENTHOUSE S-2101 | Common Header | 22.2 |  |  | NA | NA | 15
RDC_SB_2F_AHU8024 | AHU | Not Included | SOUTH BUILDING PENTHOUSE S-2101 | Common Header | 21 |  |  | NA | NA | 12
RDC_SB_2F_AHU8025 | AHU | Not Included | SOUTH BUILDING PENTHOUSE S-2101 | Common Header | 21.6 |  |  | NA | NA | 14.8
RDC_SB_2F_AHU8026 | AHU | Not Included | SOUTH BUILDING PENTHOUSE S-2101 | Common Header | 21.9 |  |  | NA | NA | 15.1
RDC_SB_GF_AHU8031 | AHU | Included | Mech S-0136 | Ceiling Mounted AHU | NA |  |  | 22.9 | NA | 15.8
RDC_SB_GF_AHU8032 | AHU | Included | Mech S-0136 | Ceiling Mounted AHU | NA |  |  | 19.9 | NA | 18.3
RDC_SB_GF_AHU8033 | AHU | Included | Mech S-0136 | Ceiling Mounted AHU | NA |  |  | 19.8 | NA | 18.4
RDC_SB_GF_AHU8034 | AHU | Included | Mech S-0136 | Ceiling Mounted AHU | NA |  |  | 20.4 | NA | 18.6
RDC_SB_GF_AHU8035 | AHU | Included | MECH S-0136 | Ceiling Mounted AHU | NA |  |  | 21.9 | NA | 15.7
RDC_SB_GF_AHU8036 | AHU | Included | COMPUTER RESEARCH LAB S-1112 | Ceiling Mounted AHU | NA |  |  | NA | NA | 16.1
RDC_SB_GF_AHU8037 | AHU | Included | Cyber Server S-0138 | Ceiling Mounted AHU | NA |  |  | NA | NA | 17.1
RDC_SB_GF_AHU8041 | AHU | Not Included | UPS ROOM S-0145 | serving this room | 20 |  |  | 18.9 | 20.9 | NA
RDC_SB_GF_AHU8042 | AHU | Not Included | Corridor S-0143 | serving this room | 18.9 |  |  | 18.9 | 20.9 | NA
RDC_UB_AHU8601 | AHU | Not Included | UTILITY BUILDING MECHANICAL ROOM U-1101 | Multiple rooms | 38.7 |  |  |  |  | 19
RDC_UB_AHU8602 | AHU | Not Included | UTILITY BUILDING MECHANICAL ROOM U-1101 | Multiple rooms | 21.7 |  |  |  |  | 15.2
RDC_UB_AHU8603 | AHU | Not Included | UTILITY BUILDING MECHANICAL ROOM U-1101 | Serving Technical Room (TRANSFORMER) | 22.4 |  |  |  |  | 17.5
RDC_UB_AHU8604 | AHU | Not Included | UTILITY BUILDING MECHANICAL ROOM U-1101 | Serving Technical Room (TRANSFORMER) | 24.1 |  |  |  |  | 17.1
RDC_UB_AHU8605 | AHU | Not Included | UTILITY BUILDING MECHANICAL ROOM U-1101 | Multiple rooms | 24.4 |  |  |  |  | 19.8
RDC_UB_AHU8606 | AHU | Not Included | UTILITY BUILDING MECHANICAL ROOM U-1101 | Multiple rooms | 23.1 |  |  |  |  | 21.2
RDC_UB_AHU8607 | AHU | Not Included | UTILITY BUILDING MECHANICAL ROOM U-1101 | Serving Technical Room (TRANSFORMER) | 22.8 |  |  |  |  | 19.8
RDC_UB_AHU8608 | AHU | Not Included | UTILITY BUILDING MECHANICAL ROOM U-1101 | Serving Technical Room (TRANSFORMER) | 24.6 |  |  |  |  | 18.2
RDC_UB_AHU8609 | AHU | Not Included | UTILITY BUILDING MECHANICAL ROOM U-1101 | Serving Technical Room (TRANSFORMER) | 24.5 |  |  |  |  | 18.1
RDC_NB_GF_VAV4001 | VAV | Included | Store N-0201
RDC_NB_GF_VAV4005_EV4006 | EV | Not Included | Electrical N-0202
RDC_NB_GF_VAV4040 | VAV | Not Included | Air Quality High Bay N-0215A
RDC_NB_GF_VAV4050_VEV4051 | VEV | Not Included | CSP High Bay N-0215B
RDC_NB_GF_VAV4060_VEV4061 | VEV | Not Included | Machine Shop N-0215C
RDC_NB_GF_VAV4070A_VEV4073A | VAV | Included | Open High Bay Lab N-0215D
RDC_NB_GF_VAV4070B_VEV4073B | VAV | Included | Open High Bay Lab N-0215D
RDC_NB_GF_VAV4071A_VEV4074A | VAV | Included | Open High Bay Lab N-0215D
RDC_NB_GF_VAV4071B_VEV4074B | VAV | Included | Open High Bay Lab N-0215D
RDC_NB_GF_VAV4072A_VEV4075A | VAV | Included | Open High Bay Lab N-0215D
RDC_NB_GF_VAV4072B_VEV4075B | VAV | Included | Open High Bay Lab N-0215D
RDC_NB_GF_VAV4080A_VEV4082A | VAV | Included | Desal High Bay Lab N-0215E
RDC_NB_GF_VAV4080B_VEV4082B | VAV | Included | Desal High Bay Lab N-0215E
RDC_NB_GF_VAV4081A_VEV4083A | VAV | Included | Desal High Bay Lab N-0215E
RDC_NB_GF_VAV4081B_VEV4083B | VAV | Included | Desal High Bay Lab N-0215E
RDC_NB_GF_VAV4090_VEV4091 | VEV | Included | Support Lab N-0215F
RDC_NB_GF_VAV4100_EV4101 | EV | Not Included | Emergency Elec. Room N-0225
RDC_NB_GF_VAV4105_EV4106 | EV | Not Included | Normal Electrical Room N-0225
RDC_NB_GF_VAV4110_EV4111 | EV | Included | Conference Room N-0227
RDC_NB_GF_VAV4115_EV4116 | EV | Included | Office N-0228
RDC_NB_GF_VAV4120_EV4121 | EV | Included | Office N-0229
RDC_NB_GF_VAV4125_EV4126 | EV | Included | Office N-0230
RDC_NB_GF_VAV4130_EV4131 | EV | Included | Office N-0231
RDC_NB_GF_VAV4135_EV4136 | EV | Included | Office N-0232
RDC_NB_GF_VAV4140_EV4141 | EV | Included | Conference Room N-0233
RDC_NB_GF_VAV4145_EV4146 | EV | Included | Office N-0234
RDC_NB_GF_VAV4165_EV4166 | EV | Included | Office N-0236
RDC_NB_GF_VAV4180_VEV4181 | VEV | Included | Test Room N-0240A
RDC_NB_GF_VAV4190_VEV4192 | VEV | Included | CSP Lab N-0240B
RDC_NB_GF_VAV4191 | VAV | Included | CSP Lab N-0240B
RDC_NB_GF_VAV4200_VEV4201 | VEV | Included | Test Room 1 N-0240C
RDC_NB_GF_VAV4210 | VAV | Included | Desalination Lab N-0240D
RDC_NB_GF_VAV4211 | VAV | Included | Desalination Lab N-0240D
RDC_NB_GF_VAV4212 | VAV | Included | Desalination Lab N-0240D
RDC_NB_GF_VAV4225 | VAV | Included | Office N-0247
RDC_NB_GF_VAV4230 | VAV | Included | Office N-0248
RDC_NB_GF_VAV4235 | VAV | Included | Office 05 -8WS- N-0250
RDC_NB_GF_VAV4240 | VAV | Included | Office 04 N-0251
RDC_NB_GF_VAV4245 | VAV | Included | Office N-0252
RDC_NB_GF_VAV4250 | VAV | Included | Office N-0253
RDC_NB_GF_VAV4255 | VAV | Included | Office N-0254
RDC_NB_GF_VAV4260 | VAV | Included | Office 05 -8WS- N-0255
RDC_NB_GF_VAV4265 | VAV | Included | Office N-0256
RDC_NB_GF_VAV4270 | VAV | Included | Office N-0257
RDC_NB_GF_VAV4275 | VAV | Included | Office N-0258
RDC_NB_GF_VAV4280 | VAV | Included | Office N-0259
RDC_NB_GF_VAV4285 | VAV | Included | Workstation N-0260
RDC_NB_GF_VAV4290 | VAV | Included | Office 04 N-0261
RDC_NB_GF_VAV4295 | VAV | Included | Office N-0262
RDC_NB_GF_VAV4300 | VAV | Included | Office N-0263
RDC_NB_GF_VAV4305 | VAV | Included | Office N-0264
RDC_NB_GF_VAV4310 | VAV | Included | Workstation N-0265
RDC_NB_GF_VAV4312 | VAV | Included | Breakout N-0265B
RDC_NB_GF_VAV5000_EV5002 | EV | Included | Lobby North N-0101
RDC_NB_GF_VAV5001_EV5003 | EV | Included | Lobby North N-0101
RDC_NB_GF_VAV5010_EV5011 | EV | Included | Conf N-0106
RDC_NB_GF_VAV5015_EV5016 | EV | Included | Conference N-0107
RDC_NB_GF_VAV5025 | VAV | Included | Corridor N-0110
RDC_NB_GF_VAV5030_EV5031 | EV | Included | Confr Room N-0112
RDC_NB_GF_VAV5040_EV5041 | EV | Not Included | Normal Elec. N-0113
RDC_NB_GF_VAV5045_EV5046 | EV | Not Included | Emergency Elec. N-0114
RDC_NB_GF_VAV5050 | VAV | Included | Analytical Core Lab 1 N-0114A
RDC_NB_GF_VAV5051 | VAV | Included | Analytical Core Lab 1 N-0114A
RDC_NB_GF_VAV5054 | VAV | Included | Clean Lab N-0114B
RDC_NB_GF_VAV5060_CEV5061 | CEV | Included | Clean Lab N-0114B
RDC_NB_GF_VAV5070 | VAV | Included | Dirty Lab N-0114C
RDC_NB_GF_VAV5080_VEV5081 | VEV | Included | Bio Analyt N-0114D
RDC_NB_GF_VAV5090 | VAV | Included | Air Quality N-0114F
RDC_NB_GF_VAV5091 | VAV | Included | Air Quality N-0114F
RDC_NB_GF_VAV5100_EV5101 | EV | Included | Office N-0115
RDC_NB_GF_VAV5105 | VAV | Included | Office N-0116
RDC_NB_GF_VAV5110 | VAV | Included | Office N-0117
RDC_NB_GF_VAV5115 | VAV | Included | Office N-0118
RDC_NB_GF_VAV5120 | VAV | Included | Office N-0119
RDC_NB_GF_VAV5125 | VAV | Included | Office N-0120
RDC_NB_GF_VAV5130 | VAV | Included | Office N-0121
RDC_NB_GF_VAV5135 | VAV | Included | Office N-0122
RDC_NB_GF_VAV5140 | VAV | Included | Office N-0123
RDC_NB_GF_VAV5145 | VAV | Included | Office N-0124
RDC_NB_GF_VAV5150 | VAV | Included | Office N-0125
RDC_NB_GF_VAV5152 | VAV | Included | Office N-0126
RDC_NB_GF_VAV5155 | VAV | Included | Office N-0127
RDC_NB_GF_VAV5156 | VAV | Included | Office 04 N-0129
RDC_NB_GF_VAV5165_EV5166 | EV | Included | Serv Core N-0136
RDC_NB_GF_VAV5180 | VAV | Included | Analytical Core Lab 2 N-0140A
RDC_NB_GF_VAV5181 | VAV | Included | Analytical Core Lab 2 N-0140A
RDC_NB_GF_VAV5190 | VAV | Not Included | Furnace Room N-0140B
RDC_NB_GF_VAV5200 | VAV | Included | Prep Lab N-0140C
RDC_NB_GF_VAV5210 | VAV | Included | Sputter Room N-0140D
RDC_NB_GF_VAV5220 | VAV | Included | MBE/Evap Room N-0140E
RDC_NB_GF_VAV5230 | VAV | Included | ALD Room N-0140F
RDC_NB_GF_VAV5250_VEV5251 | VEV | Included | Support Room N-0140H
RDC_NB_GF_VAV5260_VEV5261 | VEV | Included | PLD Room N-0140J
RDC_NB_GF_VAV5270A | VAV | Included | Organic Chemistry Lab N-0140K
RDC_NB_GF_VAV5270B | VAV | Included | Org Chem N-0140K
RDC_NB_GF_VAV5295_EV5296 | EV | Included | Conference Room N-0149
RDC_NB_GF_VAV5300 | VAV | Included | Corridor N-0150
RDC_NB_GF_VAV5305 | VAV | Included | Office N-0151
RDC_NB_GF_VAV5310 | VAV | Included | Office N-0152
RDC_NB_GF_VAV5315 | VAV | Included | Open Office N-0153
RDC_NB_GF_VAV5325 | VAV | Included | Office N-0155
RDC_NB_GF_VAV5330 | VAV | Included | Office N-0156
RDC_NB_GF_VAV5335 | VAV | Included | Office N-0157
RDC_NB_GF_VAV5340 | VAV | Included | Office N-0158
RDC_NB_GF_VAV5345 | VAV | Included | Office N-0159
RDC_NB_GF_VAV5355 | VAV | Included | Office N-0161
RDC_NB_GF_VAV5360 | VAV | Included | Office N-0162
RDC_NB_GF_VAV5365 | VAV | Included | Office N-0163
RDC_NB_GF_VAV5370 | VAV | Included | Office N-0164
RDC_NB_GF_VAV5380 | VAV | Included | Office N-0166
RDC_NB_GF_VAV5385 | VAV | Included | Office N-0167A
RDC_NB_GF_VAV5390 | VAV | Included | Office 04 N-0168
RDC_NB_GF_VAV5395 | VAV | Included | Exp. Office N-0169
RDC_NB_GF_VAV5400 | VAV | Included | Reception Area N-0170
RDC_NB_GF_VAV5405 | VAV | Included | Exp. Office N-0172
RDC_NB_GF_VAV5410_EV5411 | EV | Included | Conf Room N-0173
RDC_NB_GF_VAV5415 | VAV | Included | Office 04 N-0174
RDC_NB_GF_VAV6000_EV6001 | EV | Included | Conf Room N-0301
RDC_NB_GF_VAV6010_EV6011 | EV | Included | Conf N-0304
RDC_NB_GF_VAV6025_EV6026 | EV | Not Included | Normal Elec. N-0310
RDC_NB_GF_VAV6130_EV6131 | EV | Included | Store N-0315
RDC_NB_GF_VAV6135 | VAV | Included | Store N-0316
RDC_NB_GF_VAV6140 | VAV | Included | Workstation N-0317
RDC_NB_GF_VAV6145 | VAV | Included | Office N-0318
RDC_NB_GF_VAV6150 | VAV | Included | Office N-0319
RDC_NB_GF_VAV6155 | VAV | Included | Workstation N-0320
RDC_NB_GF_VAV6160 | VAV | Included | Office N-0321
RDC_NB_GF_VAV6170 | VAV | Included | Office N-0323
RDC_NB_GF_VAV6175 | VAV | Included | Workstation N-0324
RDC_NB_GF_VAV6180 | VAV | Included | Office N-0325
RDC_NB_GF_VAV6185_EV6186 | EV | Included | Office N-0326
RDC_NB_GF_VAV6190_EV6191 | EV | Not Included | Normal Elec. N-0328
RDC_NB_GF_VAV6195 | VAV | Included | Store N-0329
RDC_NB_GF_VAV6200_EV6201 | EV | Included | Conf N-0330
RDC_NB_GF_VAV6205_EV6206 | EV | Included | Conf N-0331
RDC_NB_GF_VAV6210 | VAV | Included | Corr. +N-033B N-0332C
RDC_NB_GF_VAV6220_EV6221 | EV | Not Included | Emergency Elec. N-0333
RDC_NB_GF_VAV6240_EV6241 | EV | Not Included | Emergency Electrical N-0350A
RDC_NB_GF_VAV6285_EV6286 | EV | Included | Conf N-0358
RDC_NB_GF_VAV6295_EV6296 | EV | Included | Conference N-0360
RDC_NB_GF_VAV6300 | VAV | Included | Store N-0362B
RDC_NB_GF_VAV6305 | VAV | Included | Office N-0363
RDC_NB_GF_VAV6310 | VAV | Included | Office N-0364
RDC_NB_GF_VAV6315_EV6316 | EV | Included | Conf Room N-0364A
RDC_NB_GF_VAV6320 | VAV | Included | Corridor N-0365
RDC_NB_GF_VAV6325 | VAV | Included | Office N-0366
RDC_NB_GF_VAV6330 | VAV | Included | Office 04 N-0367
RDC_NB_GF_VAV6335 | VAV | Included | Office N-0368
RDC_NB_GF_VAV6340 | VAV | Included | Office N-0369
RDC_NB_GF_VAV6345 | VAV | Included | Office N-0370
RDC_NB_GF_VAV6350 | VAV | Included | Office N-0371
RDC_NB_GF_VAV6355 | VAV | Included | Workstation N-0372
RDC_NB_GF_VAV6360 | VAV | Included | Office N-0374
RDC_NB_GF_VAV6365 | VAV | Included | Office N-0375
RDC_NB_GF_VAV6370 | VAV | Included | Office N-0376
RDC_NB_GF_VAV6375 | VAV | Included | Office N-0377
RDC_NB_GF_VAV6380 | VAV | Included | Workstation N-0378
RDC_NB_GF_VAV6390 | VAV | Included | Office N-0379
RDC_NB_GF_VAV6395 | VAV | Included | Office N-0380
RDC_NB_GF_VAV6400 | VAV | Included | Workstation N-0381
RDC_NB_GF_VAV6405 | VAV | Included | Office N-0382
RDC_NB_GF_VAV6410 | VAV | Included | Office N-0383
RDC_NB_GF_VAV7000 | VAV | Included | Vestibule Staging N-0401
RDC_NB_GF_VAV7020A | VAV | Included | NMR Lab N-0404A
RDC_NB_GF_VAV7020B | VAV | Included | NMR Lab N-0404A
RDC_NB_GF_VAV7021A | VAV | Included | NMR Lab N-0404A
RDC_NB_GF_VAV7021B | VAV | Included | NMR Lab N-0404A
RDC_NB_GF_VAV7030_VEV7031 | VEV | Not Included | CONTROL ROOM N-0404B
RDC_NB_GF_VAV7040 | VAV | Included | Service Equipm. Room N-0404C
RDC_NB_GF_VAV7050_VEV7051 | VEV | Included | EM Prep 1 - MAT N-0404D
RDC_NB_GF_VAV7060_VEV7061 | VEV | Included | EM Prep 2 - BIO N-0404E
RDC_NB_GF_VAV7070A | VAV | Included | Surf Analysis Lab N-0404F
RDC_NB_GF_VAV7070B | VAV | Included | Surf Analysis Lab N-0404F
RDC_NB_GF_VAV7071A | VAV | Included | Surf Analysis Lab N-0404F
RDC_NB_GF_VAV7071B | VAV | Included | Surf Analysis Lab N-0404F
RDC_NB_GF_VAV7080 | VAV | Included | Exp. Office N-0410
RDC_NB_GF_VAV7085 | VAV | Included | Office N-0411
RDC_NB_GF_VAV7090 | VAV | Included | Office N-0412
RDC_NB_GF_VAV7095 | VAV | Included | Office N-0413
RDC_NB_GF_VAV7100 | VAV | Included | Office N-0414
RDC_NB_GF_VAV7105 | VAV | Included | Office N-0415
RDC_NB_GF_VAV7110 | VAV | Included | Office N-0416
RDC_NB_GF_VAV7115 | VAV | Included | Office N-0417
RDC_NB_GF_VAV7120 | VAV | Included | Office N-0418
RDC_NB_GF_VAV7125_EV7126 | EV | Not Included | Normal Elec. Room N-0420
RDC_NB_GF_VAV7130 | VAV | Included | Office N-0421
RDC_NB_GF_VAV7135 | VAV | Included | Office N-0422
RDC_NB_GF_VAV7140_EV7141 | EV | Included | Conference N-0423
RDC_NB_GF_VAV7145 | VAV | Included | Office N-0425
RDC_NB_GF_VAV7155 | VAV | Included | Office N-0427
RDC_NB_GF_VAV7165 | VAV | Included | Office N-0429
RDC_NB_GF_VAV7175 | VAV | Included | Corridor N-0432
RDC_NB_GF_VAV7176 | VAV | Included | Office 05-15-WS N-0431
RDC_NB_GF_VAV7180 | VAV | Included | Corridor N-0432
RDC_NB_GF_VAV7185_EV7186 | EV | Not Included | Emer. Elec. Room N-0433
RDC_NB_GF_VAV7195 | VAV | Included | Office 04 N-0436
RDC_NB_GF_VAV7205 | VAV | Included | Office 04 N-0438
RDC_NB_GF_VAV7215_EV7216 | EV | Included | Conference Room N-0440
RDC_NB_GF_VAV7220_CEV7221 | CEV | Included | Service Corridor N-0441
RDC_NB_GF_VAV7230_VEV7231 | VEV | Included | Inter Lab N-0442A
RDC_NB_GF_VAV7240_VEV7241A | VAV | Included | Optical Lab N-0442B
RDC_NB_GF_VAV7250_VEV7251 | VEV | Included | CONF N-0442C
RDC_NB_GF_VAV7260_VEV7261 | VEV | Included | SEM 1 Room N-0442D
RDC_NB_GF_VAV7270_VEV7271 | VEV | Included | SERV 1 N-0442E
RDC_NB_GF_VAV7280_VEV7281 | VEV | Included | Confocal 2 Room N-0442F
RDC_NB_GF_VAV7290_VEV7291 | VEV | Included | SEM 2 N-0442G
RDC_NB_GF_VAV7300 | VAV | Included | Air Lock 1 N-0442H
RDC_NB_GF_VAV7310_VEV7311 | VEV | Included | SEM 3 N-0442J
RDC_NB_GF_VAV7320_VEV7321 | VEV | Included | SEM 4 N-0442K
RDC_NB_GF_VAV7330_VEV7331 | VEV | Included | SEM 5 N-0442L
RDC_NB_GF_VAV7340_VEV7341 | VEV | Included | SERV 2 N-0442M
RDC_NB_GF_VAV7350_VEV7351 | VEV | Included | SEM Lab N-0442N
RDC_NB_GF_VAV7360_VEV7361 | VEV | Included | SEM Lab N-0442p
RDC_NB_GF_VAV7370_VEV7371 | VEV | Included | A/L 2 N-0442R
RDC_NB_GF_VAV7385 | VAV | Included | Office N-0444
RDC_NB_GF_VAV7390 | VAV | Included | Office 04 N-0445
RDC_NB_GF_VAV7395 | VAV | Included | Workstation N-0446
RDC_NB_GF_VAV7400 | VAV | Included | Office N-0447
RDC_NB_GF_VAV7405 | VAV | Included | Office N-0448
RDC_NB_GF_VAV7410 | VAV | Included | Office N-0449
RDC_NB_GF_VAV7415 | VAV | Included | Office N-0450
RDC_NB_GF_VAV7425 | VAV | Included | Office 05-8-WKS N-0452
RDC_NB_GF_VAV7430 | VAV | Included | Office N-0453
RDC_NB_GF_VAV7435 | VAV | Included | Office N-0454
RDC_NB_GF_VAV7440 | VAV | Included | Office N-0455
RDC_NB_GF_VAV7445 | VAV | Included | Office 04 N-0456
RDC_NB_GF_VAV7460 | VAV | Included | Workstation N-0457
RDC_NB_GF_VAV7465 | VAV | Included | Office N-0458
RDC_NB_GF_VAV7470 | VAV | Included | Office N-0459
RDC_NB_GF_VAV7475 | VAV | Included | Office N-0460
RDC_NB_GF_VAV7480 | VAV | Included | Office N-0461
RDC_NB_GF_VAV7485 | VAV | Included | Office 05-8-WKS N-0462
RDC_NB_GF_VAV7490_EV7495 | EV | Included | Confer N-0463
RDC_NB_GF_VAV7496 | VAV | Included | Office 04 N-0464
RDC_NB_GF_VAV7498 | VAV | Included | Office N-0465
RDC_NB_GF_VAV7499 | VAV | Included | Office 04 N-0466
RDC_SB_1F_VAV0506 | VAV | Included | Conf. S-1110
RDC_SB_1F_VAV0507 | VAV | Included | Computer Research Lab-4 S-1112
RDC_SB_1F_VAV0508 | VAV | Included | Conf S-1113
RDC_SB_1F_VAV0509 | VAV | Included | NCIR Office S-1115
RDC_SB_1F_VAV0510 | VAV | Included | Workstation S-1115A
RDC_SB_1F_VAV0511 | VAV | Included | NCIR Office S-1116
RDC_SB_1F_VAV0512 | VAV | Included | NCIR Office S-1117
RDC_SB_1F_VAV0513 | VAV | Included | NCIR Office S-1118
RDC_SB_1F_VAV0514 | VAV | Included | Sc.Comp.Office3 S-1119
RDC_SB_1F_VAV0518 | VAV | Included | Office S-1161
RDC_SB_1F_VAV0519 | VAV | Included | Office S-1162
RDC_SB_1F_VAV0520 | VAV | Included | Office S-1163
RDC_SB_1F_VAV0521 | VAV | Included | Office S-1164
RDC_SB_1F_VAV0522 | VAV | Included | Office S-1165
RDC_SB_1F_VAV0523 | VAV | Included | Office S-1166
RDC_SB_1F_VAV0526 | VAV | Included | Office S-1171
RDC_SB_1F_VAV0527 | VAV | Included | Office S-1172
RDC_SB_1F_VAV0528 | VAV | Included | Office S-1173
RDC_SB_1F_VAV0529 | VAV | Included | Corridor S-1174
RDC_SB_1F_VAV0530 | VAV | Included | Situation Room S-1175
RDC_SB_1F_VAV0531 | VAV | Included | Immersive Viz Lab S-1176
RDC_SB_1F_VAV0532 | VAV | Included | Conference Room S-1177
RDC_SB_1F_VAV0533 | VAV | Included | Telepresence S-1179
RDC_SB_1F_VAV0538 | VAV | Included | Workstation S-1151A
RDC_SB_1F_VAV1501 | VAV | Included | Workstation S-1119A
RDC_SB_1F_VAV1502 | VAV | Included | NCIR Office S-1120
RDC_SB_1F_VAV1503 | VAV | Included | NCIR Office S-1121
RDC_SB_1F_VAV1505 | VAV | Included | SC. Comp Office 2 S-1123
RDC_SB_1F_VAV1506 | VAV | Included | SC. Comp Office 3 S-1124
RDC_SB_1F_VAV1507 | VAV | Included | Workstation S-1124A
RDC_SB_1F_VAV1508 | VAV | Included | Scientific Comp. Office 1 S-1125
RDC_SB_1F_VAV1509 | VAV | Included | Scientific Comp. Office S-1126
RDC_SB_1F_VAV1510 | VAV | Included | ALT Office 2 S-1127
RDC_SB_1F_VAV1511 | VAV | Included | ALT Office 3 S-1128
RDC_SB_1F_VAV1512 | VAV | Included | Workstation S-1128A
RDC_SB_1F_VAV1513 | VAV | Included | ALT Office 1 S-1129
RDC_SB_1F_VAV1514 | VAV | Included | ALT Office S-1130
RDC_SB_1F_VAV1515 | VAV | Included | Distub. Syst Office 1 S-1131
RDC_SB_1F_VAV1516 | VAV | Included | Distub. Syst Office S-1132
RDC_SB_1F_VAV1517 | VAV | Included | Workstation S-1132A
RDC_SB_1F_VAV1518 | VAV | Included | Distub. Syst Office S-1133
RDC_SB_1F_VAV1519 | VAV | Included | Distub. Syst Office S-1134
RDC_SB_1F_VAV1520 | VAV | Included | Data Analytic Office S-1135
RDC_SB_1F_VAV1521 | VAV | Included | Data Analytic Office S-1136
RDC_SB_1F_VAV1522 | VAV | Included | Workstation S-1136A
RDC_SB_1F_VAV1523 | VAV | Included | Data Analytic Office S-1137
RDC_SB_1F_VAV1524 | VAV | Included | Data Analytic Office S-1138
RDC_SB_1F_VAV1525 | VAV | Included | Office S-1139
RDC_SB_1F_VAV1526 | VAV | Included | Office S-1140
RDC_SB_1F_VAV1527 | VAV | Included | Conference Room S-1141
RDC_SB_1F_VAV1528 | VAV | Included | Office S-1142
RDC_SB_1F_VAV1529 | VAV | Included | Office S-1144
RDC_SB_1F_VAV1530 | VAV | Included | Office S-1145
RDC_SB_1F_VAV1531 | VAV | Included | Office S-1146
RDC_SB_1F_VAV1532 | VAV | Included | Workstation S-1146A
RDC_SB_1F_VAV1533 | VAV | Included | Office S-1148
RDC_SB_1F_VAV1534 | VAV | Included | Office S-1149
RDC_SB_1F_VAV1536 | VAV | Included | Office S-1150
RDC_SB_1F_VAV1539 | VAV | Included | Video Conf. Room S-1154
RDC_SB_1F_VAV1540 | VAV | Included | Conf S-1159
RDC_SB_1F_VAV1542 | VAV | Included | Office S-1182
RDC_SB_1F_VAV1543 | VAV | Included | Workstation S-1182A
RDC_SB_1F_VAV1544 | VAV | Included | Office S-1182C
RDC_SB_1F_VAV1545 | VAV | Included | Office S-1182D
RDC_SB_1F_VAV1546 | VAV | Included | Office S-1182E
RDC_SB_1F_VAV1547 | VAV | Included | Office S-1182F
RDC_SB_1F_VAV1548 | VAV | Included | Office S-1183
RDC_SB_1F_VAV1549 | VAV | Included | Workstation S-1183A
RDC_SB_1F_VAV1550 | VAV | Included | Office S-1184
RDC_SB_1F_VAV1551 | VAV | Included | Social Comp Office S-1185
RDC_SB_1F_VAV1552 | VAV | Included | Social Comp Office S-1186
RDC_SB_1F_VAV1553 | VAV | Included | Workstation S-1186A
RDC_SB_1F_VAV1554 | VAV | Included | Social Comp Office S-1187
RDC_SB_1F_VAV1555 | VAV | Included | Social Comp Office S-1188
RDC_SB_1F_VAV1556 | VAV | Included | Cyber Sec Office S-1189
RDC_SB_1F_VAV1557 | VAV | Included | Cyber Sec Office S-1190
RDC_SB_1F_VAV1558 | VAV | Included | Workstation S-1190A
RDC_SB_1F_VAV1559 | VAV | Included | Office S-1191
RDC_SB_1F_VAV1560 | VAV | Included | Cyber Sec Office S-1192
RDC_SB_1F_VAV1561 | VAV | Included | Cyber Sec Office S-1193
RDC_SB_1F_VAV2501 | VAV | Included | Lobby S-1201
RDC_SB_1F_VAV2502 | VAV | Included | Lobby S-1202
RDC_SB_1F_VAV2503 | VAV | Included | Lobby S-1202
RDC_SB_1F_VAV2504 | VAV | Included | Lobby S-1202
RDC_SB_1F_VAV2505 | VAV | Included | Lobby S-1202
RDC_SB_1F_VAV2506 | VAV | Included | Lobby S-1202
RDC_SB_1F_VAV2508 | VAV | Included | Female Prayer S-1207
RDC_SB_1F_VAV2509 | VAV | Included | Open Plan S-1210
RDC_SB_1F_VAV2510 | VAV | Not Included | Exc. Dir. Office S-1211
RDC_SB_1F_VAV2511 | VAV | Included | Office S-1212
RDC_SB_1F_VAV2512 | VAV | Included | Office S-1213
RDC_SB_1F_VAV2513 | VAV | Included | Office S-1214
RDC_SB_1F_VAV2514 | VAV | Included | Office S-1215
RDC_SB_1F_VAV2515 | VAV | Included | Office S-1216
RDC_SB_1F_VAV2516 | VAV | Not Included | Executive Director Office S-1217
RDC_SB_1F_VAV2517 | VAV | Not Included | Executive Director Office S-1218
RDC_SB_1F_VAV2518 | VAV | Included | Office S-1219
RDC_SB_1F_VAV2519 | VAV | Included | Office S-1220
RDC_SB_1F_VAV2520 | VAV | Included | Office S-1221
RDC_SB_1F_VAV2521 | VAV | Included | Office S-1222
RDC_SB_1F_VAV2522 | VAV | Included | Office S-1223
RDC_SB_1F_VAV2523 | VAV | Included | Office S-1224
RDC_SB_1F_VAV2524 | VAV | Included | Office S-1225
RDC_SB_1F_VAV2525 | VAV | Included | Office S-1226
RDC_SB_1F_VAV2526 | VAV | Included | Open Plan S-1227
RDC_SB_1F_VAV2527 | VAV | Not Included | Director Office S-1228
RDC_SB_1F_VAV2528 | VAV | Not Included | Director Office S-1230
RDC_SB_1F_VAV2529 | VAV | Included | Office S-1231
RDC_SB_1F_VAV2530 | VAV | Included | Office S-1232
RDC_SB_1F_VAV2531 | VAV | Not Included | Director Office S-1241
RDC_SB_1F_VAV2532 | VAV | Included | Office S-1242
RDC_SB_1F_VAV2533 | VAV | Included | Cooridor S-1246
RDC_SB_1F_VAV2534 | VAV | Included | Meeting Room S-1247
RDC_SB_1F_VAV2535 | VAV | Included | Store S-1248
RDC_SB_1F_VAV2536 | VAV | Not Included | Mech. Chasing S-1249
RDC_SB_1F_VAV2538 | VAV | Included | Office S-1257
RDC_SB_1F_VAV2539 | VAV | Included | Office S-1257B
RDC_SB_1F_VAV2540 | VAV | Not Included | Executive Director S-1260
RDC_SB_1F_VAV2541 | VAV | Included | Assistant S-1261
RDC_SB_1F_VAV2542 | VAV | Included | Open Plan S-1263
RDC_SB_1F_VAV2543 | VAV | Included | Office S-1264
RDC_SB_1F_VAV2544 | VAV | Included | Office S-1265
RDC_SB_1F_VAV2545 | VAV | Included | Office S-1266
RDC_SB_1F_VAV2546 | VAV | Included | Office S-1267
RDC_SB_1F_VAV2547 | VAV | Included | Office S-1268
RDC_SB_1F_VAV2548 | VAV | Included | Office S-1269
RDC_SB_1F_VAV2549 | VAV | Included | Office S-1270
RDC_SB_1F_VAV2550 | VAV | Included | Office S-1271
RDC_SB_1F_VAV2551 | VAV | Included | Meeting Room S-1272
RDC_SB_1F_VAV2552 | VAV | Included | FPC S-1277
RDC_SB_1F_VAV2553 | VAV | Included | Male Prayer S-1278
RDC_SB_1F_VAV3504 | VAV | Included | Open Plan S-1229
RDC_SB_1F_VAV3505 | VAV | Included | Open Plan S-1229
RDC_SB_1F_VAV3506 | VAV | Included | Office S-1233
RDC_SB_1F_VAV3507 | VAV | Included | Office S-1234
RDC_SB_1F_VAV3508 | VAV | Included | Office S-1235
RDC_SB_1F_VAV3509 | VAV | Not Included | Policy Director Office S-1237
RDC_SB_1F_VAV3510 | VAV | Not Included | Policy Executive Director Office S-1240
RDC_SB_1F_VAV3511 | VAV | Included | Corridor S-1280
RDC_SB_1F_VAV3512 | VAV | Included | Pantry S-1282
RDC_SB_1F_VAV3513 | VAV | Included | Office S-1283
RDC_SB_1F_VAV3514 | VAV | Included | Office S-1284
RDC_SB_1F_VAV3515 | VAV | Not Included | S-1285 VP R&D
RDC_SB_1F_VAV3516 | VAV | Included | Meeting Room S-1288
RDC_SB_1F_VAV3517 | VAV | Included | Dressing Room S-1290
RDC_SB_1F_VAV3518 | VAV | Included | Waiting Area S-1292
RDC_SB_1F_VAV3519 | VAV | Included | Open Plan S-1293
RDC_SB_1F_VAV3520 | VAV | Included | Office S-1294
RDC_SB_1F_VAV3521 | VAV | Included | Office S-1295
RDC_SB_1F_VAV3522 | VAV | Included | Conference Room S-1296
RDC_SB_1F_VAV3523 | VAV | Included | Office S-1299
RDC_SB_1F_VAV3524 | VAV | Not Included | Normal Elec. S-1238
RDC_SB_GF_VAV0001 | VAV | Included | Vestibule S-0101
RDC_SB_GF_VAV0002 | VAV | Included | Main Lobby S-0102
RDC_SB_GF_VAV0003 | VAV | Included | Entrance Lobby S-0102
RDC_SB_GF_VAV0007 | VAV | Included | Conference S-0109
RDC_SB_GF_VAV0008 | VAV | Included | Computer Research Lab 3 S-0110
RDC_SB_GF_VAV0009 | VAV | Included | Phone Booth S-0111
RDC_SB_GF_VAV0010 | VAV | Included | Phone Booth S-0112
RDC_SB_GF_VAV0011 | VAV | Included | Conference S-0113
RDC_SB_GF_VAV0012 | VAV | Included | Computer Research Lab 2 S-0114
RDC_SB_GF_VAV0013 | VAV | Included | Phone Booth S-0115
RDC_SB_GF_VAV0014 | VAV | Included | Phone Booth S-0116
RDC_SB_GF_VAV0016 | VAV | Included | Conference S-0118
RDC_SB_GF_VAV0017 | VAV | Included | Computer Research Lab 1 S-0119
RDC_SB_GF_VAV0018 | VAV | Included | Restaurant S-0123
RDC_SB_GF_VAV0019 | VAV | Included | Restaurant S-0123
RDC_SB_GF_VAV0025 | VAV | Included | Alt Recording Sound S-0135
RDC_SB_GF_VAV1003_VEV1002 | VEV | Included | NOC Lab S-0140A
RDC_SB_GF_VAV1004 | VAV | Included | Dedicated Cyber SOC/NOC Lab S-0141
RDC_SB_GF_VAV1008 | VAV | Included | Cyber Embedded Sys. S-0146
RDC_SB_GF_VAV2002 | VAV | Included | Conference Room S-0207
RDC_SB_GF_VAV2003 | VAV | Included | Multi Purpose Hall S-0208
RDC_SB_GF_VAV2004 | VAV | Included | Multi Purpose Hall S-0208
RDC_SB_GF_VAV2005 | VAV | Included | Technical Open Plan S-0211
RDC_SB_GF_VAV2006 | VAV | Included | Meeting Room S-0212
RDC_SB_GF_VAV2007 | VAV | Included | Office S-0213
RDC_SB_GF_VAV2008 | VAV | Included | Office S-0214
RDC_SB_GF_VAV2009 | VAV | Included | Office S-0215
RDC_SB_GF_VAV2010 | VAV | Included | Office S-0216
RDC_SB_GF_VAV2011 | VAV | Included | Office S-0217
RDC_SB_GF_VAV2012 | VAV | Not Included | Director Office S-0218
RDC_SB_GF_VAV2013 | VAV | Included | Office S-0219
RDC_SB_GF_VAV2014 | VAV | Included | Office S-0220
RDC_SB_GF_VAV2015 | VAV | Not Included | Director Office S-0221
RDC_SB_GF_VAV2016 | VAV | Not Included | Director Office S-0222
RDC_SB_GF_VAV2017 | VAV | Included | Meeting Room S-0223
RDC_SB_GF_VAV2018 | VAV | Included | Print Hub S-0225
RDC_SB_GF_VAV2019 | VAV | Included | Office S-0227
RDC_SB_GF_VAV2020 | VAV | Included | Informal Meeting S-0231
RDC_SB_GF_VAV2021 | VAV | Included | Open Plan S-0228
RDC_SB_GF_VAV2022 | VAV | Not Included | Director Office S-0229
RDC_SB_GF_VAV2023 | VAV | Included | Office S-0230
RDC_SB_GF_VAV2024 | VAV | Not Included | Executive Director Office S-0232
RDC_SB_GF_VAV2025 | VAV | Not Included | Executive Director Office S-0233
RDC_SB_GF_VAV2026 | VAV | Included | Office S-0234
RDC_SB_GF_VAV2027 | VAV | Included | Office S-0235
RDC_SB_GF_VAV2028 | VAV | Included | Office S-0236
RDC_SB_GF_VAV2029 | VAV | Included | Waiting Area S-0251
RDC_SB_GF_VAV2030 | VAV | Included | Office S-0259
RDC_SB_GF_VAV2031 | VAV | Included | Office S-0260
RDC_SB_GF_VAV2032 | VAV | Included | Open Plan S-0269
RDC_SB_GF_VAV2033 | VAV | Included | Store S-0275
RDC_SB_GF_VAV2034 | VAV | Included | Meeting Room S-0274
RDC_SB_GF_VAV2035 | VAV | Included | Pantry S-0270
RDC_SB_GF_VAV2036 | VAV | Not Included | Emergency Elec. Room S-0278
RDC_SB_GF_VAV2037 | VAV | Included | Men S-0284
RDC_SB_GF_VAV2038 | VAV | Included | Informal Meeting S-0285
RDC_SB_GF_VAV2039 | VAV | Included | Meeting Room S-0286
RDC_SB_GF_VAV2040 | VAV | Included | Open Plan S-0289
RDC_SB_GF_VAV2041 | VAV | Included | Open Plan S-0289
RDC_SB_GF_VAV2042 | VAV | Included | Corridor S-0273
RDC_SB_GF_VAV2043 | VAV | Included | Women S-0281
RDC_SB_GF_VAV2044 | VAV | Included | Lobby S-0294
RDC_SB_GF_VAV2045 | VAV | Included | Lobby S-0294
RDC_SB_GF_VAV2046 | VAV | Included | Lobby S-0294
RDC_SB_GF_VAV2047 | VAV | Included | Lobby S-0294
RDC_SB_GF_VAV3001 | VAV | Not Included | Director Office S-0237
RDC_SB_GF_VAV3002 | VAV | Included | Office S-0238
RDC_SB_GF_VAV3003 | VAV | Included | Office S-0239
RDC_SB_GF_VAV3004 | VAV | Included | Office S-0240
RDC_SB_GF_VAV3005 | VAV | Included | Office S-0241
RDC_SB_GF_VAV3006 | VAV | Included | Office S-0242
RDC_SB_GF_VAV3007 | VAV | Not Included | Director Office S-0243
RDC_SB_GF_VAV3008 | VAV | Included | Open Plan S-0244
RDC_SB_GF_VAV3009 | VAV | Included | Open Plan S-0244
RDC_SB_GF_VAV3010 | VAV | Included | Open Plan S-0244
RDC_SB_GF_VAV3011 | VAV | Included | Meeting Room S-0245
RDC_SB_GF_VAV3012 | VAV | Included | Office S-0246
RDC_SB_GF_VAV3013 | VAV | Included | Office S-0247
RDC_SB_GF_VAV3014 | VAV | Included | Office S-0248
RDC_SB_GF_VAV3015 | VAV | Not Included | Security S-0249
RDC_SB_GF_VAV3016 | VAV | Included | Corridor S-0250
RDC_SB_GF_VAV3017 | VAV | Included | Office S-0251
RDC_SB_GF_VAV3018 | VAV | Included | Corridor S-0251
RDC_SB_GF_VAV3019 | VAV | Included | Corridor S-0251
RDC_SB_GF_VAV3020 | VAV | Included | Office S-0252
RDC_SB_GF_VAV3021 | VAV | Included | Office S-0252
RDC_SB_GF_VAV3022 | VAV | Included | Office S-0253
RDC_SB_GF_VAV3023 | VAV | Included | Office S-0253
RDC_SB_GF_VAV3024 | VAV | Included | Office S-0254
RDC_SB_GF_VAV3025 | VAV | Included | Office S-0255
RDC_SB_GF_VAV3026 | VAV | Included | Office S-0256
RDC_SB_GF_VAV3027 | VAV | Included | Office S-0257
RDC_SB_GF_VAV3028 | VAV | Included | Office S-0258
RDC_SB_GF_VAV3029 | VAV | Included | Open Plan S-0261
RDC_SB_GF_VAV3030 | VAV | Included | Open Plan S-0262
RDC_SB_GF_VAV3031 | VAV | Not Included | Server S-0264
RDC_SB_GF_VAV3032 | VAV | Included | Open Plan S-0265
RDC_SB_GF_VAV3033 | VAV | Not Included | Corridor / Print / Emergency Elec Rm / Normal Elec Rm S-0251 / S-0263 / S-0266 / S-0267
RDC_SB_GF_VAV3034 | VAV | Included | Vestibule S-0293
RDC_SB_GF_VAV3035 | VAV | Included | Lobby S-0294
RDC_SB_GF_VAV3036 | VAV | Included | Lobby S-0294
RDC_SB_GF_VAV3501 | VAV | Included | Lobby S-0294
RDC_SB_GF_VAV3502 | VAV | Included | Lobby S-0294
RDC_SB_GF_VAV3503 | VAV | Included | Vestibule S-0293
RDC_NB_1F_VAV4510 | VAV | Included | Corridor N-1202A
RDC_NB_1F_VAV4515_EV4516 | EV | Not Included | Emergency Electrical Room N-1203
RDC_NB_1F_VAV4520_EV4521 | EV | Not Included | Normal Electrical Room N-1204
RDC_NB_1F_VAV4525_EV4526 | EV | Included | Conference Room N-1205
RDC_NB_1F_VAV4530_EV4531 | EV | Included | Office N-1206
RDC_NB_1F_VAV4535_EV4536 | EV | Included | Office N-1207
RDC_NB_1F_VAV4540_EV4541 | EV | Included | Office N-1208
RDC_NB_1F_VAV4545_EV4546 | EV | Included | Office N-1209
RDC_NB_1F_VAV4550_EV4551 | EV | Included | Office N-1210
RDC_NB_1F_VAV4555_EV4556 | EV | Included | Confer Room N-1211
RDC_NB_1F_VAV4560_EV4561 | EV | Included | Office N-1212
RDC_NB_1F_VAV4565_EV4566 | EV | Included | Storage Room N-1215
RDC_NB_1F_VAV4570_EV4571 | EV | Included | Office 04 N-1214
RDC_NB_1F_VAV4575_EV4576 | EV | Included | Storage N-1215
RDC_NB_1F_VAV4580 | VAV | Included | Photovoltaic Lab N-1216A
RDC_NB_1F_VAV4600 | VAV | Included | Testing Room N-1216B
RDC_NB_1F_VAV4601 | VAV | Included | Testing Room N-1216B
RDC_NB_1F_VAV4620_VEV4621 | VEV | Included | EL Shop N-1216C
RDC_NB_1F_VAV4630_VEV4631 | VEV | Included | GIS N-1216D
RDC_NB_1F_VAV4650 | VAV | Included | Breakout N-1225
RDC_NB_1F_VAV4660 | VAV | Included | Expansion Workstation N-1227
RDC_NB_1F_VAV4665 | VAV | Included | Office N-1228
RDC_NB_1F_VAV4670 | VAV | Included | Office N-1229
RDC_NB_1F_VAV4675 | VAV | Included | Office N-1230
RDC_NB_1F_VAV4680 | VAV | Included | Office N-1231
RDC_NB_1F_VAV4685 | VAV | Included | Workstation N-1232
RDC_NB_1F_VAV4690 | VAV | Included | Office N-1233
RDC_NB_1F_VAV4695 | VAV | Included | Office N-1234
RDC_NB_1F_VAV4700 | VAV | Included | Office N-1235
RDC_NB_1F_VAV4705 | VAV | Included | Office N-1236
RDC_NB_1F_VAV4710 | VAV | Included | Workstation N-1237
RDC_NB_1F_VAV4715 | VAV | Included | Office N-1238
RDC_NB_1F_VAV4720 | VAV | Included | Office N-1239
RDC_NB_1F_VAV4725 | VAV | Included | Office N-1240
RDC_NB_1F_VAV4730 | VAV | Included | Office N-1241
RDC_NB_1F_VAV4735 | VAV | Included | Workstation N-1242
RDC_NB_1F_VAV4740 | VAV | Included | Exp Office N-1243
RDC_NB_1F_VAV4745 | VAV | Included | Office N-1244
RDC_NB_1F_VAV4900P | VAV | Not Included | Normal Electric N-2102
RDC_NB_1F_VAV4910P | VAV | Not Included | Emer. Elec. N-2104
RDC_NB_1F_VAV5500 | VAV | Included | Lobby N-1101
RDC_NB_1F_VAV5501 | VAV | Included | Lobby N-1101
RDC_NB_1F_VAV5510_EV5511 | EV | Included | Conference N-1101A
RDC_NB_1F_VAV5515_EV5516 | EV | Not Included | Emergency Electrical Room N-1102
RDC_NB_1F_VAV5520_EV5521 | EV | Included | Conference N-1106
RDC_NB_1F_VAV5525_EV5526 | EV | Included | Conference N-1107
RDC_NB_1F_VAV5535_EV5536 | EV | Included | Conference N-1112
RDC_NB_1F_VAV5540_EV5541 | EV | Not Included | Normal Electrical Room N-1113
RDC_NB_1F_VAV5550_VEV5551 | VEV | Included | PCR N-1115A
RDC_NB_1F_VAV5560_VEV5561 | VEV | Included | PRE-PCR N-1115B
RDC_NB_1F_VAV5570 | VAV | Included | Met/Prot Lab N-1115C
RDC_NB_1F_VAV5571 | VAV | Included | Met/Prot Lab N-1115C
RDC_NB_1F_VAV5580_VEV5581 | VEV | Included | DNA/RNA N-1115D
RDC_NB_1F_VAV5590 | VAV | Included | Cell Culture N-1115E
RDC_NB_1F_VAV5600_VEV5601 | VEV | Included | Library N-1115H
RDC_NB_1F_VAV5610_VEV5611 | VEV | Included | Cold Room N-1115F
RDC_NB_1F_VAV5620_VEV5622 | VEV | Included | Sequence Lab N-1115K
RDC_NB_1F_VAV5621_VEV5623 | VEV | Included | Sequence Lab N-1115K
RDC_NB_1F_VAV5630_VEV5631 | VEV | Included | Genom Med Lab N-1115K1
RDC_NB_1F_VAV5650 | VAV | Included | Office N-1120
RDC_NB_1F_VAV5655_EV5656 | EV | Included | Store N-1120B
RDC_NB_1F_VAV5660 | VAV | Included | Office N-1121
RDC_NB_1F_VAV5665 | VAV | Included | Office N-1122
RDC_NB_1F_VAV5670 | VAV | Included | Office N-1123
RDC_NB_1F_VAV5675 | VAV | Included | Office N-1124
RDC_NB_1F_VAV5680 | VAV | Included | Office N-1125
RDC_NB_1F_VAV5685 | VAV | Included | Corridor N-1126
RDC_NB_1F_VAV5690 | VAV | Included | Office N-1127
RDC_NB_1F_VAV5695 | VAV | Included | Office N-1128
RDC_NB_1F_VAV5700 | VAV | Included | Office N-1129
RDC_NB_1F_VAV5705 | VAV | Included | Office N-1130
RDC_NB_1F_VAV5710 | VAV | Included | Office N-1131
RDC_NB_1F_VAV5715_EV5716 | EV | Included | Conf Rm N-1132
RDC_NB_1F_VAV5730_EV5731 | EV | Included | Store N-1135
RDC_NB_1F_VAV5735_EV5736 | EV | Not Included | Normal Elec. N-1136
RDC_NB_1F_VAV5740_EV5741 | EV | Not Included | Emer. Elec. N-1137
RDC_NB_1F_VAV5745 | VAV | Included | Corridor N-1138
RDC_NB_1F_VAV5760_EV5761 | EV | Included | Conf N-1143
RDC_NB_1F_VAV5770_VEV5771 | VEV | Included | Histology N-1144A
RDC_NB_1F_VAV5780_VEV5781 | VEV | Included | Culture & Gel Rm N-1144B
RDC_NB_1F_VAV5790 | VAV | Included | Shafallah N-1144C
RDC_NB_1F_VAV5792_VEV5793 | VEV | Included | Sample Accession N-1144C1
RDC_NB_1F_VAV5794_VEV5795A | VAV | Included | Storage and Archives N-1144C2
RDC_NB_1F_VAV5800_VEV5801 | VEV | Included | Pre-PCR N-1144D
RDC_NB_1F_VAV5810 | VAV | Included | Nano Lab N-1144E
RDC_NB_1F_VAV5814 | VAV | Included | Nano Lab N-1144E
RDC_NB_1F_VAV5835_EV5836 | EV | Included | P/C/S Pantry N-1146
RDC_NB_1F_VAV5840 | VAV | Included | Corridor N-1150
RDC_NB_1F_VAV5845 | VAV | Included | Reception+N-1151B Storage N-1151
RDC_NB_1F_VAV5850 | VAV | Included | Office 04 N-1151A
RDC_NB_1F_VAV5855 | VAV | Included | Office 04 N-1152
RDC_NB_1F_VAV5860 | VAV | Included | Office N-1154
RDC_NB_1F_VAV5865 | VAV | Included | Office N-1155
RDC_NB_1F_VAV5870 | VAV | Included | Exp Office N-1156
RDC_NB_1F_VAV5875 | VAV | Included | Office N-1157
RDC_NB_1F_VAV5880 | VAV | Included | Office N-1158
RDC_NB_1F_VAV5885 | VAV | Included | Office N-1159
RDC_NB_1F_VAV5890 | VAV | Included | Workstation N-1160
RDC_NB_1F_VAV5895 | VAV | Included | Office N-1161
RDC_NB_1F_VAV5900 | VAV | Included | Office N-1162
RDC_NB_1F_VAV5905 | VAV | Included | Office N-1163
RDC_NB_1F_VAV5910 | VAV | Included | Office N-1164
RDC_NB_1F_VAV5915 | VAV | Included | Office N-1167
RDC_NB_1F_VAV5920 | VAV | Included | Workstation N-1168
RDC_NB_1F_VAV5925 | VAV | Included | Office N-1169
RDC_NB_1F_VAV5930 | VAV | Included | Office N-1170
RDC_NB_1F_VAV5930P | VAV | Not Included | Normal Elec. N-2105
RDC_NB_1F_VAV5935 | VAV | Included | Office N-1166
RDC_NB_1F_VAV5940 | VAV | Included | Workstation N-1165
RDC_NB_1F_VAV5940P | VAV | Not Included | Emer. Elec. N-2106
RDC_NB_1F_VAV6505_EV6506 | EV | Included | Conference N-1302
RDC_NB_1F_VAV6510_EV6511 | EV | Included | Conference N-1303
RDC_NB_1F_VAV6525_EV6526 | EV | Not Included | Normal Electrical Room N-1310
RDC_NB_1F_VAV6530_VEV6531 | VEV | Included | AAV N-1316A
RDC_NB_1F_VAV6540 | VAV | Included | Tissure Culture 1 N-1316B
RDC_NB_1F_VAV6550 | VAV | Included | Gene Therapy Lab N-1316C
RDC_NB_1F_VAV6551 | VAV | Included | Gene Therapy Lab N-1316C
RDC_NB_1F_VAV6560_VEV6561 | VEV | Included | TC2 N-1316D
RDC_NB_1F_VAV6570_VEV6571 | VEV | Included | STORE ROOM N-1316E
RDC_NB_1F_VAV6590_VEV6591 | VEV | Included | LENTIV N-1316G
RDC_NB_1F_VAV6600_VEV6601 | VEV | Included | Analytical Core N-1316H
RDC_NB_1F_VAV6610_VEV6611 | VEV | Included | Microscope Room N-1316H
RDC_NB_1F_VAV6620_VEV6621 | VEV | Included | Mscopy1 N-1316K
RDC_NB_1F_VAV6630A | VAV | Included | Bio-Med Chem Lab 1 N-1316L
RDC_NB_1F_VAV6630B | VAV | Included | Bio-Med Chem Lab 1 N-1316L
RDC_NB_1F_VAV6631A | VAV | Included | Bio-Med Chem Lab 1 N-1316L
RDC_NB_1F_VAV6631B | VAV | Included | Bio-Med Chem Lab 1 N-1316L
RDC_NB_1F_VAV6650 | VAV | Included | Office N-1319
RDC_NB_1F_VAV6655 | VAV | Included | Office N-1320
RDC_NB_1F_VAV6660 | VAV | Included | Workstation N-1321
RDC_NB_1F_VAV6665 | VAV | Included | Office N-1322
RDC_NB_1F_VAV6670 | VAV | Included | Office N-1323
RDC_NB_1F_VAV6675 | VAV | Included | Workstation N-1324
RDC_NB_1F_VAV6680 | VAV | Included | Office N-1325
RDC_NB_1F_VAV6685 | VAV | Included | Office N-1326
RDC_NB_1F_VAV6690 | VAV | Included | Exp. Workstation N-1327
RDC_NB_1F_VAV6695 | VAV | Included | Office N-1328
RDC_NB_1F_VAV6700_EV6701 | EV | Not Included | NORMAL ELEC. N-1329
RDC_NB_1F_VAV6705 | VAV | Included | Office N-1330
RDC_NB_1F_VAV6710 | VAV | Included | Office N-1331
RDC_NB_1F_VAV6715 | VAV | Included | Office N-1332
RDC_NB_1F_VAV6720 | VAV | Included | Corridor N-1335
RDC_NB_1F_VAV6725_EV6726 | EV | Not Included | Emer. Elec. N-1336
RDC_NB_1F_VAV6750 | VAV | Included | Tissue Culture 1 N-1345A
RDC_NB_1F_VAV6760 | VAV | Included | Diabetes Lab N-1345B
RDC_NB_1F_VAV6761 | VAV | Included | Diabetes Lab N-1345B
RDC_NB_1F_VAV6800_VEV6801 | VEV | Included | Tissue Culture 3 N-1345D
RDC_NB_1F_VAV6810_VEV6811 | VEV | Included | Calc Imaging N-1345E
RDC_NB_1F_VAV6820_VEV6821 | VEV | Included | Electro Physics N-1345F
RDC_NB_1F_VAV6830_VEV6831 | VEV | Included | Shared Cold Lab N-1345G
RDC_NB_1F_VAV6840_VEV6841 | VEV | Included | Bacterlgy Lab N-1345H
RDC_NB_1F_VAV6850 | VAV | Included | Bio-Med Chem Lab 2 N-1345J
RDC_NB_1F_VAV6851 | VAV | Included | Bio-Med Chem Lab 2 N-1345J
RDC_NB_1F_VAV6870_EV6871 | EV | Not Included | Emergency Electrical Room N-1353
RDC_NB_1F_VAV6880 | VAV | Included | Reception+N-1355C Storage N-1355
RDC_NB_1F_VAV6885 | VAV | Included | Office 04 N-1355A
RDC_NB_1F_VAV6890_EV6891 | EV | Included | Conference Room N-1355B
RDC_NB_1F_VAV6895 | VAV | Included | Office 04 N-1356
RDC_NB_1F_VAV6900 | VAV | Included | Office N-1357
RDC_NB_1F_VAV6905 | VAV | Included | Open Plan N-1358
RDC_NB_1F_VAV6910 | VAV | Included | Office N-1359
RDC_NB_1F_VAV6915 | VAV | Included | Office N-1360
RDC_NB_1F_VAV6920 | VAV | Included | Office N-1360B
RDC_NB_1F_VAV6925 | VAV | Included | Office N-1361
RDC_NB_1F_VAV6930 | VAV | Included | Office N-1362
RDC_NB_1F_VAV6935 | VAV | Included | Workstation N-1363
RDC_NB_1F_VAV6940 | VAV | Included | Office N-1364
RDC_NB_1F_VAV6945 | VAV | Included | Office N-1365
RDC_NB_1F_VAV6950 | VAV | Included | Office N-1366
RDC_NB_1F_VAV6955 | VAV | Included | Office N-1367
RDC_NB_1F_VAV6960 | VAV | Included | Workstation N-1368
RDC_NB_1F_VAV6965 | VAV | Included | Office N-1369
RDC_NB_1F_VAV6967 | VAV | Included | Office N-1370
RDC_NB_1F_VAV6968 | VAV | Included | Workstation N-1371
RDC_NB_1F_VAV6970_EV6971 | EV | Included | PANTRY N-1372
RDC_NB_1F_VAV6972 | VAV | Included | Office N-1374
RDC_NB_1F_VAV6974 | VAV | Included | Office N-1375
RDC_NB_1F_VAV6976 | VAV | Included | Office N-1376
RDC_NB_1F_VAV6978 | VAV | Included | Office N-1377
RDC_NB_1F_VAV6979P | VAV | Not Included | Normal Elec. N-2107
RDC_NB_1F_VAV6980P | VAV | Not Included | IDF N-2110
RDC_NB_1F_VAV7510_VEV7511 | VEV | Included | TC1 N-1404A
RDC_NB_1F_VAV7530_VEV7532 | VEV | Included | Cell Bio N-1404C
RDC_NB_1F_VAV7531_VEV7533 | VEV | Included | Cell Bio N-1404C
RDC_NB_1F_VAV7540_VEV7541 | VEV | Included | Shared Eq Rm N-1404D
RDC_NB_1F_VAV7550_VEV7551 | VEV | Included | TC2 N-1404E
RDC_NB_1F_VAV7560_VEV7561 | VEV | Included | Imaging N-1404F
RDC_NB_1F_VAV7570_VEV7571 | VEV | Included | Cell Bio Lab2 N-1404G
RDC_NB_1F_VAV7580_VEV7581 | VEV | Included | TC3 N-1404H
RDC_NB_1F_VAV7600_VEV7601 | VEV | Included | Cell Bio Lab3 N-1404K
RDC_NB_1F_VAV7620 | VAV | Included | Office N-1415
RDC_NB_1F_VAV7625 | VAV | Included | Office N-1416
RDC_NB_1F_VAV7630 | VAV | Included | Office 05 - 2 WKS- N-1407
RDC_NB_1F_VAV7635 | VAV | Included | Office N-1418
RDC_NB_1F_VAV7640 | VAV | Included | Office N-1419
RDC_NB_1F_VAV7645 | VAV | Included | Exp. Workstation N-1420
RDC_NB_1F_VAV7650 | VAV | Included | Office N-1421
RDC_NB_1F_VAV7655 | VAV | Included | Office N-1422
RDC_NB_1F_VAV7660 | VAV | Included | Workstation N-1423
RDC_NB_1F_VAV7665_EV7666 | EV | Not Included | Normal Elec. N-1425
RDC_NB_1F_VAV7670 | VAV | Included | Office N-1426
RDC_NB_1F_VAV7675 | VAV | Included | Office N-1428
RDC_NB_1F_VAV7680_EV7681 | EV | Included | Conf N-1429
RDC_NB_1F_VAV7685 | VAV | Included | Office N-1433
RDC_NB_1F_VAV7690 | VAV | Included | Office N-1435
RDC_NB_1F_VAV7695 | VAV | Included | Office N-1437
RDC_NB_1F_VAV7700_EV7701 | EV | Not Included | Emer. Elec. N-1438
RDC_NB_1F_VAV7705 | VAV | Included | Office 05 - 24 WKS + N-1441 Room N-1442
RDC_NB_1F_VAV7710 | VAV | Included | Workstation N-1442
RDC_NB_1F_VAV7730_VEV7731 | VEV | Included | Microscope 2 N-1450A
RDC_NB_1F_VAV7740_VEV7741 | VEV | Included | LN2 Stor N-1450B
RDC_NB_1F_VAV7750_VEV7751 | VEV | Included | Flow Cyto N-1450C
RDC_NB_1F_VAV7770_VEV7771 | VEV | Included | Qurnt N-1450E
RDC_NB_1F_VAV7780_VEV7781 | VEV | Included | iPS-TC N-1450F
RDC_NB_1F_VAV7800_VEV7801 | VEV | Included | IPS TISSUE CULTURE N-1450J
RDC_NB_1F_VAV7810_VEV7811 | VEV | Included | TC1 N-1450L
RDC_NB_1F_VAV7820_VEV7822 | VEV | Included | STEM/PCR Open Lab N-1450M
RDC_NB_1F_VAV7821_VEV7823 | VEV | Included | STEM/PCR Open Lab N-1450M
RDC_NB_1F_VAV7830_VEV7831 | VEV | Included | TC2 N-1450N
RDC_NB_1F_VAV7840_EV7841 | EV | Included | Conf N-1458
RDC_NB_1F_VAV7845_EV7846 | EV | Included | Conf N-1459
RDC_NB_1F_VAV7850 | VAV | Included | Office N-1459A
RDC_NB_1F_VAV7860 | VAV | Included | Exp. Workstation N-1461
RDC_NB_1F_VAV7865 | VAV | Included | Workstation N-1461A
RDC_NB_1F_VAV7870 | VAV | Included | Office N-1462
RDC_NB_1F_VAV7875 | VAV | Included | Office N-1463
RDC_NB_1F_VAV7880 | VAV | Included | Office N-1464
RDC_NB_1F_VAV7885 | VAV | Included | Office N-1465
RDC_NB_1F_VAV7890 | VAV | Included | Workstation N-1466
RDC_NB_1F_VAV7895 | VAV | Included | Office N-1467
RDC_NB_1F_VAV7900 | VAV | Included | Office N-1468
RDC_NB_1F_VAV7905 | VAV | Included | Office N-1469
RDC_NB_1F_VAV7910 | VAV | Included | Office N-1470
RDC_NB_1F_VAV7915 | VAV | Included | Workstation N-1471
RDC_NB_1F_VAV7920 | VAV | Included | Office N-1472
RDC_NB_1F_VAV7925 | VAV | Included | Office N-1473
RDC_NB_1F_VAV7930 | VAV | Included | Office N-1474
RDC_NB_1F_VAV7935 | VAV | Included | Office N-1475
RDC_NB_1F_VAV7940 | VAV | Included | Workstation N-1476
RDC_NB_1F_VAV7945 | VAV | Included | Office N-1477
RDC_NB_1F_VAV7950 | VAV | Included | Office N-1478
RDC_NB_1F_VAV7955 | VAV | Included | Office N-1479
RDC_NB_1F_VAV7960 | VAV | Included | Office N-1480
RDC_NB_1F_VAV7975P | VAV | Not Included | Normal Elec. N-2111
RDC_NB_1F_VAV7980P | VAV | Not Included | Emer. Elec. N-2112
RDC_NB_1F_FCU4910 | FCU | Included | Stair 1 N-1ST01
RDC_NB_1F_FCU4914 | FCU | Not Included | Mech/ FPC N- L1 A2.1
RDC_NB_1F_FCU4915 | FCU | Not Included | MDF N-1201
RDC_NB_1F_FCU4916 | FCU | Included | Stair 1 N-1ST01
RDC_NB_1F_FCU4917 | FCU | Included | Stair N-1ST02
RDC_NB_1F_FCU5983 | FCU | Not Included | IDF N-1140
RDC_NB_1F_FCU5984 | FCU | Included | ROBOTICS N-115J
RDC_NB_1F_FCU5985 | FCU | Included | Corridor N-1142
RDC_NB_1F_FCU5986 | FCU | Included | Corridor N-1142
RDC_NB_1F_FCU5987 | FCU | Included | Stair 3 N-L1 A2.3
RDC_NB_1F_FCU5993 | FCU | Included | Conference Room N-L0 A2.2
RDC_NB_1F_FCU5994 | FCU | Included | Conference Room N-L0 A2.2
RDC_NB_1F_FCU6988 | FCU | Included | Service Corridor N-1337
RDC_NB_1F_FCU6989 | FCU | Included | Service Corridor N-1337
RDC_NB_1F_FCU6990 | FCU | Not Included | Mech/ FPC N-L1 A2.3
RDC_NB_1F_FCU6991 | FCU | Not Included | Mech/ FPC N-L1 A2.3
RDC_NB_1F_FCU6992 | FCU | Included | Stair 4 N-L1 A2.3
RDC_NB_1F_FCU7790 | FCU | Included | Stair 6 N-1ST06
RDC_NB_1F_FCU7984 | FCU | Included | Stair 6 N-1ST06
RDC_NB_1F_FCU7985 | FCU | Not Included | IDF N-1424
RDC_NB_1F_FCU7986 | FCU | Not Included | IDF N-1424
RDC_NB_1F_FCU7987 | FCU | Included | Service Corridor N-1446
RDC_NB_1F_FCU7988 | FCU | Included | Service Corridor N-1446
RDC_NB_1F_FCU7989 | FCU | Included | Stair 5 N-1ST05
RDC_NB_2F_FCU4918 | FCU | Not Included | IDF N-2104
RDC_NB_2F_FCU4919 | FCU | Not Included | IDF N-2104
RDC_NB_2F_FCU5988 | FCU | Not Included | Mechanical (AHU 8512)
RDC_NB_2F_FCU5989 | FCU | Included | Stair 2 N-2ST02
RDC_NB_2F_FCU5990 | FCU | Not Included | Mechanical (AHU 8512/8514)
RDC_NB_2F_FCU6993 | FCU | Not Included | Mechanical (AHU 8516)
RDC_NB_2F_FCU6994 | FCU | Not Included | Normal Elec. N-2105
RDC_NB_2F_FCU6995 | FCU | Not Included | IDF N-2110
RDC_NB_2F_FCU6996 | FCU | Not Included | IDF N-2110
RDC_NB_2F_FCU7991 | FCU | Not Included | Normal Elec. N-2111
RDC_NB_2F_FCU7992 | FCU | Not Included | Emer. Elec. N-2112
RDC_NB_GF_FCU4911 | FCU | Not Included | MDF Room N-0206A
RDC_NB_GF_FCU4912 | FCU | Not Included | MDF Room N-0206A
RDC_NB_GF_FCU4913 | FCU | Included | Store N-0201
RDC_NB_GF_FCU4920 | FCU | Not Included | Emergency Electrical Landing Room N-0205
RDC_NB_GF_FCU5980 | FCU | Included | Serv Core N-0136
RDC_NB_GF_FCU5981 | FCU | Included | Serv Core N-0136
RDC_NB_GF_FCU5982 | FCU | Included | Stair 3 N-OST03
RDC_NB_GF_FCU5991 | FCU | Included | Vestibule N-0103
RDC_NB_GF_FCU5992 | FCU | Included | Vestibule N-0102
RDC_NB_GF_FCU6981 | FCU | Not Included | IDF N-0133
RDC_NB_GF_FCU6982 | FCU | Not Included | IDF N-0133
RDC_NB_GF_FCU6983 | FCU | Included | Service Corridor N-0344
RDC_NB_GF_FCU6984 | FCU | Included | Service Corridor N-0344
RDC_NB_GF_FCU6985 | FCU | Not Included | IDF N-0311
RDC_NB_GF_FCU6986 | FCU | Not Included | IDF N-0311
RDC_NB_GF_FCU6987 | FCU | Included | Stair 4 N-0ST04
RDC_NB_GF_FCU7981 | FCU | Included | SURF ANALYSIS LAB N-0404F
RDC_NB_GF_FCU7982 | FCU | Included | SURF ANALYSIS LAB N-0404F
RDC_NB_GF_FCU7983 | FCU | Included | Stair 5 N-0ST05
RDC_NB_SB_Walkway_FCU9001 | FCU | Included | Pedestrian Walkway between North & South Buildings
RDC_NB_SB_Walkway_FCU9002 | FCU | Included | Pedestrian Walkway between North & South Buildings
RDC_NB_SB_Walkway_FCU9003 | FCU | Included | Pedestrian Walkway between North & South Buildings
RDC_NB_SB_Walkway_FCU9004 | FCU | Included | Pedestrian Walkway between North & South Buildings
RDC_NB_SB_Walkway_FCU9005 | FCU | Included | Pedestrian Walkway between North & South Buildings
RDC_SB_1F_FCU0501 | FCU | Included | STAIR-04 1ST04 |  |  | 21.9 | NA
RDC_SB_1F_FCU0502 | FCU | Not Included | UPS ROOM S-1107D |  |  | NA | 22
RDC_SB_1F_FCU0503 | FCU | Not Included | UPS ROOM S-1107D |  |  | 20.9 | 22
RDC_SB_1F_FCU1501 | FCU | Not Included | IDF ROOM S-1156 |  |  | 20.9 | 22
RDC_SB_1F_FCU1502 | FCU | Not Included | IDF ROOM S-1156 |  |  | 20.9 | 22
RDC_SB_1F_FCU1503 | FCU | Included | STAIR-01 1ST01 |  |  | 21.9 | NA
RDC_SB_1F_FCU2501 | FCU | Included | STAIR-03 1ST03 |  |  | 21.9 | NA
RDC_SB_1F_FCU2502 | FCU | Not Included | IDF ROOM S-1244 |  |  | 20.9 | 22
RDC_SB_1F_FCU2503 | FCU | Not Included | IDF ROOM S-1244 |  |  | 20.9 | 22
RDC_SB_1F_FCU2504 | FCU | Not Included | UPS ROOM S-1276 |  |  | 20.9 | 22
RDC_SB_1F_FCU2505 | FCU | Not Included | UPS ROOM S-1276 |  |  | 20.9 | 22
RDC_SB_1F_FCU3501 | FCU | Included | STAIR-04 1ST04 |  |  | 21.9 | NA
RDC_SB_2F_FCU0201 | FCU | Not Included | South Penthouse S-2101
RDC_SB_2F_FCU0202 | FCU | Not Included | South Penthouse S-2101
RDC_SB_2F_FCU0203 | FCU | Not Included | South Penthouse S-2101
RDC_SB_2F_FCU0204 | FCU | Not Included | South Penthouse S-2101
RDC_SB_2F_FCU0205 | FCU | Not Included | Normal Elec. S-2103
RDC_SB_2F_FCU0206 | FCU | Not Included | South Penthouse S-2101
RDC_SB_2F_FCU0207 | FCU | Not Included | Emerg. Elec. S-2104
RDC_SB_2F_FCU0208 | FCU | Not Included | South Penthouse S-2101
RDC_SB_2F_FCU1201 | FCU | Not Included | IDF S-2102
RDC_SB_2F_FCU1202 | FCU | Not Included | IDF S-2102
RDC_SB_2F_FCU2201 | FCU | Not Included | South Penthouse S-2101
RDC_SB_2F_FCU2202 | FCU | Not Included | South Penthouse S-2101
RDC_SB_2F_FCU2203 | FCU | Not Included | South Penthouse S-2101
RDC_SB_2F_FCU2204 | FCU | Not Included | Emerg. Elec. S-2105
RDC_SB_2F_FCU2205 | FCU | Not Included | South Penthouse S-2101
RDC_SB_2F_FCU2206 | FCU | Not Included | Normal Elec. S-2106
RDC_SB_2F_FCU2207 | FCU | Not Included | Normal Elec. S-2106
RDC_SB_2F_FCU2208 | FCU | Not Included | IDF S-2107
RDC_SB_2F_FCU2209 | FCU | Not Included | IDF S-2107
RDC_SB_2F_FCU2210 | FCU | Not Included | South Penthouse S-2101
RDC_SB_GF_FCU0001 | FCU | Included | STAIR-02 S-02T02 |  |  | 21.9 | NA
RDC_SB_GF_FCU1001 | FCU | Not Included | QTEL ROOM S-0132 |  |  | 21.9 | 20.8
RDC_SB_GF_FCU1002 | FCU | Not Included | QTEL ROOM S-0132 |  |  | 20.9 | 20.8
RDC_SB_GF_FCU1003 | FCU | Not Included | IDF ROOM S-0133 |  |  | 20.9 | 22
RDC_SB_GF_FCU1004 | FCU | Not Included | IDF ROOM S-0133 |  |  | 20.9 | 22
RDC_SB_GF_FCU1005 | FCU | Not Included | EC MDF ROOM S-0134 |  |  | 23.4 | NA
RDC_SB_GF_FCU1006 | FCU | Not Included | EC MDF ROOM S-0134 |  |  | 23.4 | NA
RDC_SB_GF_FCU1007 | FCU | Not Included | MECHANICAL ROOM S-0136 |  |  | NA | NA
RDC_SB_GF_FCU1008 | FCU | Included | STAIR-01 S-01T01 |  |  | 21.9 | NA
RDC_SB_GF_FCU2001 | FCU | Included | STAIR-03 S-0ST03 |  |  | 21.9 | NA
RDC_SB_GF_FCU2002 | FCU | Not Included | AV ROOM S-0210 |  |  | NA | NA
RDC_SB_GF_FCU2003 | FCU | Not Included | AV ROOM S-0210 |  |  | NA | NA
RDC_SB_GF_FCU2004 | FCU | Not Included | IDF ROOM S-0271 |  |  | NA | 22
RDC_SB_GF_FCU2005 | FCU | Not Included | IDF ROOM S-0271 |  |  | 20.9 | 22
RDC_SB_GF_FCU3001 | FCU | Included | STAIR-04 S-0ST04 |  |  | 25 | NA
RDC_UB_GF_FCU8001 | FCU | Not Included | GENERAL STORAGE ROOM U-0129 |  |  | 22.5 | 22
RDC_UB_GF_FCU8002 | FCU | Included | SHOP U-0135 |  |  | NA | NA
RDC_UB_GF_FCU8003 | FCU | Included | MAIL ROOM U-0128
RDC_UB_GF_FCU8004 | FCU | Not Included | GENERAL STORAGE U-0108 |  |  | 21.9 | 22
RDC_UB_GF_FCU8005 | FCU | Not Included | RECYCLING ROOM U-0109 |  |  | 21.9 | 22.9
RDC_UB_GF_FCU8006 | FCU | Not Included | CYLINDER STORAGE U-0105 |  |  | NA | 22
RDC_UB_GF_FCU8007 | FCU | Not Included | LN2 DISPENSER U-0104 |  |  | NA | 22
RDC_UB_GF_FCU8008 | FCU | Not Included | FLAMMABLE STORAGE U-0103 |  |  | NA | 22
RDC_UB_GF_FCU8009 | FCU | Not Included | FLAMMABLE WASTE STORAGE U-0102 |  |  | NA | NA
RDC_UB_GF_FCU8010 | FCU | Not Included | BMS ROOM U-0117 |  |  | 21.9 | 22.9
RDC_UB_GF_FCU8011 | FCU | Included | BREAK ROOM U-0118 |  |  | 21.9 | 22.9
RDC_UB_GF_FCU8012 | FCU | Included | OFFICE SPACE U-0119 |  |  | 22.9 | NA
RDC_UB_GF_FCU8013 | FCU | Not Included | WET/MECH/FIRE ROOM U-0120 |  |  | 20.9 | 25
RDC_UB_GF_FCU8014 | FCU | Not Included | WET/MECH/FIRE ROOM U-0120 |  |  | 20.9 | 25
RDC_UB_GF_FCU8502 | FCU | Included | SHIPPING AND RECEIVING L0 |  |  | NA | 22
RDC_UB_GF_FCU8503 | FCU | Included | SHIPPING AND RECEIVING L0 |  |  | 20.9 | 22
RDC_UB_GF_FCU8504 | FCU | Included | SHIPPING AND RECEIVING L0 |  |  | 20.9 | 22
RDC_UB_GF_FCU8505 | FCU | Included | SHIPPING AND RECEIVING L0 |  |  | NA | 22
RDC_UB_GF_FCU8512 | FCU | Not Included | WET/MECH/FIRE ROOM U-0120 |  |  | 21.9 | 25
RDC_UB_GF_FCU8513 | FCU | Not Included | WET/MECH/FIRE ROOM U-0120 |  |  | 21.9 | 25
RDC_UB_GF_FCU8514 | FCU | Not Included | Pump Room U-0121 |  |  | 21.9 | 25
RDC_UB_GF_FCU8515 | FCU | Not Included | WET/MECH/FIRE ROOM U-0120 |  |  | 21.9 | 25
RDC_UB_MF_FCU8501 | FCU | Not Included | MECHANICAL ROOM U-1101 |  |  | NA | 22
RDC_UB_MF_FCU8506 | FCU | Not Included | MECHANICAL ROOM U-1101 |  |  | NA | NA
RDC_UB_MF_FCU8507 | FCU | Not Included | MECHANICAL ROOM U-1101 |  |  | NA | NA
RDC_UB_MF_FCU8508 | FCU | Not Included | MECHANICAL ROOM U-1101 |  |  | NA | 22
RDC_UB_MF_FCU8509 | FCU | Not Included | MECHANICAL ROOM U-1101 |  |  | NA | NA
RDC_UB_MF_FCU8510 | FCU | Not Included | MECHANICAL ROOM U-1101 |  |  | NA | NA
RDC_UB_MF_FCU8511 | FCU | Not Included | MECHANICAL ROOM U-1101 |  |  | NA | 22
RDC_SB_GF_CAV1001 | CAV | Included
RDC_SB_GF_CAV1005 | CAV | Not Included | Normal & Emergency Elec. Landing S-0142
RDC_SB_GF_CAV1006 | CAV | Included | Corridor S-0137
RDC_SB_GF_CAV1007 | CAV | Not Included | UPS S-0145
RDC_SB_GF_CAV1009 | CAV | Included | Service Dock S-0151
RDC_NB_GF_CAV4035 | CAV | Included | Corridor N-0207A
RDC_NB_GF_CAV4170 | CAV | Included | Storage Room N-0237
RDC_NB_GF_CEV-4031 | CEV | Included | Service Corridor N-0207
RDC_NB_GF_EAV4028 | EAV | Not Included | MDF ROOM N-0206A
RDC_NB_GF_EAV4236 | EAV | Included | Office 05 -8WS- N-0250
RDC_NB_GF_EAV4261 | EAV | Included | Office 05 -8WS- N-0255
RDC_NB_GF_EAV4286 | EAV | Included | Office 05 -8WS- N-0260
RDC_NB_GF_EAV4311 | EAV | Included | WORKSTATION N-0265
RDC_NB_GF_VEV-4041 | VEV | Included | Air Quality High Bay N-0215A
RDC_NB_GF_FEV-4193 | FEV | Included | CSP Lab N-0240B
RDC_NB_GF_FEV-4194 | FEV | Included | CSP Lab N-0240B
RDC_NB_GF_VEV-4213A | VEV | Included | Desal Lab N-0240D
RDC_NB_GF_VEV-4213B | VEV | Included | Desal Lab N-0240D
RDC_NB_GF_FEV-4214 | FEV | Included | Desal Lab N-0240D
RDC_NB_GF_FEV-4215 | FEV | Included | Desal Lab N-0240D
RDC_NB_GF_FEV-4216 | FEV | Included | Desal Lab N-0240D
RDC_SB_GF_CAV0006 | CAV | Not Included | Normal Elec. S-0107
RDC_SB_GF_CAV0015 | CAV | Included | Corridor S-0117
RDC_SB_GF_CAV0020 | CAV | Included | Storage S-0120B
RDC_SB_GF_CAV0021 | CAV | Included | Vestibule S-0125
RDC_SB_GF_CAV0022 | CAV | Included | Men S-0126
RDC_SB_GF_CAV0023 | CAV | Included | Women S-0127
RDC_SB_GF_CAV0024 | CAV | Not Included | NORM. ELEC. S-0129
RDC_NB_GF_CAV4315_EV4316 | CAV | Included | Vestibule N-0270A
RDC_NB_GF_CAV5160_EV5161 | CAV | Included
RDC_NB_GF_CAV5280 | CAV | Included | Serv Core N-0136
RDC_NB_GF_CAV5290_EV5291 | CAV | Included | Pantry N-0148
RDC_NB_GF_CAV5320 | CAV | Included | Office N-0154
RDC_NB_GF_CAV5350 | CAV | Included | Open Office N-0160
RDC_NB_GF_CAV5375 | CAV | Included | Open Office N-0165
RDC_NB_GF_EAV5026 | EAV | Included | Corridor N-0110
RDC_NB_GF_EAV5163 | EAV | Not Included | IDF N-0133
RDC_NB_GF_VEV-5052A | VEV | Included | Analytical Core Lab 1 N-0114A
RDC_NB_GF_VEV-5052B | VEV | Included | Analytical Core Lab 1 N-0114A
RDC_NB_GF_FEV-5053 | FEV | Included | Analytical Core Lab 1 N-0114A
RDC_NB_GF_VEV-5055 | VEV | Included | Analytical Core Lab 1 N-0114A
RDC_NB_GF_FEV-5062 | FEV | Included | Clean Lab N-0114B
RDC_NB_GF_VEV-5071 | VEV | Included | Dirty Lab N-0114C
RDC_NB_GF_FEV-5072 | FEV | Included | Dirty Lab N-0114C
RDC_NB_GF_FEV-5073 | FEV | Included | Dirty Lab N-0114C
RDC_NB_GF_FEV-5074 | FEV | Included | Dirty Lab N-0114C
RDC_NB_GF_FEV-5082 | FEV | Included | Bio Analyt N-0114D
RDC_NB_GF_FEV-5083 | FEV | Included | Bio Analyt N-0114D
RDC_NB_GF_VEV-5092 | VEV | Included | Air Quality N-0114F
RDC_NB_GF_FEV-5093 | FEV | Included | Air Quality N-0114F
RDC_NB_GF_FEV-5094 | FEV | Included | Air Quality N-0114F
RDC_NB_GF_FEV-5095A | FEV | Included | Air Quality N-0114F
RDC_NB_GF_FEV-5095B | FEV | Included | Air Quality N-0114F
RDC_NB_GF_VEV-5182A | VEV | Included | Analyt Core-2 N-0140A
RDC_NB_GF_VEV-5182B | VEV | Included | Analyt Core-2 N-0140A
RDC_NB_GF_FEV-5183 | FEV | Included | Analytical Core Lab 2 N-0140A
RDC_NB_GF_FEV5192A | FEV | Not Included | Furnace Room N-0140B
RDC_NB_GF_FEV5192B | FEV | Not Included | Furnace Room N-0140B
RDC_NB_GF_FEV-5203 | FEV | Included | Prep Lab N-0140C
RDC_NB_GF_VEV-5211 | VEV | Included | MBE EVAP Room N-0140E
RDC_NB_GF_VEV-5221 | VEV | Included | MBE/Evap Room N-0140E
RDC_NB_GF_FEV-5222 | FEV | Included | Evap Room N-0140E
RDC_NB_GF_FEV-5223 | FEV | Included | Evap Room N-0140E
RDC_NB_GF_VEV-5231 | VEV | Included | ALD Room N-0140F
RDC_NB_GF_CAV5240_CEV5241 | CAV | Included | Air Lock N-0140G
RDC_NB_GF_FEV-5271 | FEV | Included | Org Chem N-0140K
RDC_NB_GF_FEV-5272 | FEV | Included | Org Chem N-0140K
RDC_NB_GF_FEV-5273 | FEV | Included | Org Chem N-0140K
RDC_NB_GF_FEV-5274 | FEV | Included | Org Chem N-0140K
RDC_NB_GF_FEV-5275 | FEV | Included | Org Chem N-0140K
RDC_NB_GF_FEV-5276 | FEV | Included | Org Chem N-0140K
RDC_NB_GF_FEV-5277 | FEV | Included | Org Chem N-0140K
RDC_SB_GF_CAV0004 | CAV | Included | Corridor S-0104
RDC_SB_GF_CAV0005 | CAV | Included | Men S-0105
RDC_SB_GF_CAV2001 | CAV | Included
RDC_NB_GF_CAV5005 | CAV | Included | Vestibule N-0105
RDC_NB_GF_CAV5020_EV5021 | CAV | Included | Mens + Vestibule + N-0109 N-0108
RDC_NB_GF_CAV6005 | CAV | Included | Vestibule N-0302
RDC_NB_GF_CAV6015_EV6016 | CAV | Included | Men N-0306
RDC_NB_GF_CAV6020 | CAV | Included | Vestibule N-0308
RDC_NB_GF_EAV6127 | EAV | Not Included | IDF N-0311
RDC_NB_GF_CAV7005_EV7006 | CAV | Included | WOMEN N-0402
RDC_NB_GF_CAV7380_EV7381 | CAV | Not Included | Pipe Chase N-0443B
RDC_NB_GF_CAV6280_EV6281 | CAV | Included | Pantry N-0356
RDC_NB_GF_EAV6141 | EAV | Included | Workstation N-0317
RDC_NB_GF_EAV6156 | EAV | Included | Workstation N-0320
RDC_NB_GF_EAV6176 | EAV | Included | Workstation N-0324
RDC_NB_GF_EAV6356 | EAV | Included | Office 05-8-WKS N-0372
RDC_NB_GF_EAV6381 | EAV | Included | Office 05-8-WKS N-0378
RDC_NB_GF_EAV6401 | EAV | Included | Office 05-8-WKS N-0381
RDC_NB_GF_EAV7091 | EAV | Included | Office N-0412A
RDC_NB_GF_EAV7106 | EAV | Included | Office N-0415A
RDC_NB_GF_EAV7121 | EAV | Included | Office 05-4-WS N-0418
RDC_NB_GF_EAV7122 | EAV | Not Included | IDF Room N-0419
RDC_NB_GF_EAV7396 | EAV | Included | Office 05-8-WKS N-0446
RDC_NB_GF_EAV7426 | EAV | Included | Office 05-8-WKS N-0452
RDC_NB_GF_EAV7461 | EAV | Included | Office 05-8-WKS N-0457
RDC_NB_GF_EAV7486 | EAV | Included | Office 05-8-WKS N-0462
RDC_NB_GF_VEV-7022A | VEV | Included | NMR Lab N-0404A
RDC_NB_GF_VEV-7022B | VEV | Included | NMR Lab N-0404A
RDC_NB_GF_VEV-7023A | VEV | Included | NMR Lab N-0404A
RDC_NB_GF_VEV-7023B | VEV | Included | NMR Lab N-0404A
RDC_NB_GF_VEV-7024A | VEV | Included | NMR Lab N-0404A
RDC_NB_GF_VEV-7024B | VEV | Included | NMR Lab N-0404A
RDC_NB_GF_FEV-7052 | FEV | Included | EM Prep 1 - MAT N-0404D
RDC_NB_GF_FEV-7053 | FEV | Included | EM Prep 1 - MAT N-0404D
RDC_NB_GF_FEV-7062 | FEV | Included | EM Prep 2 - BIO N-0404E
RDC_NB_GF_VEV-7072A | VEV | Included | Surf Analysis Lab N-0404F
RDC_NB_GF_VEV-7072B | VEV | Included | Surf Analysis Lab N-0404F
RDC_NB_GF_VEV-7073 | VEV | Included | Surf Analysis Lab N-0404F
RDC_NB_GF_FEV-7074 | FEV | Included | Surf Analysis Lab N-0404F
RDC_NB_GF_FEV-7075 | FEV | Included | Surf Analysis Lab N-0404F
RDC_NB_GF_FEV-7232 | FEV | Included | Inter Lab N-0442A
RDC_NB_GF_VEV-7241B | VEV | Included | Optical Lab N-0442B
RDC_NB_GF_VEV-7301 | VEV | Included | A/L 1 N-0442H
RDC_SB_1F_CAV1504 | CAV | Included | Corridor S-1122
RDC_SB_1F_CAV1535 | CAV | Included | Pantry S-1149A
RDC_SB_1F_CAV1537 | CAV | Not Included | Normal Elec. S-1147
RDC_NB_1F_EAV4500 | EAV | Not Included | MDF N-1201
RDC_NB_1F_CEV-4502 | CEV | Included | Corridor N-1202
RDC_NB_1F_EAV4661 | EAV | Included | Office 05 - 8 WKS- N-1227
RDC_NB_1F_EAV4686 | EAV | Included | Office 05 - 8 WKS- N-1232
RDC_NB_1F_EAV4711 | EAV | Included | Office 05 - 8 WKS- N-1237
RDC_NB_1F_EAV4736 | EAV | Included | Office 05 - 8 WKS- N-1242
RDC_NB_1F_VEV-4602 | VEV | Included | Testing Room N-1216B
RDC_NB_1F_FEV-4603 | FEV | Included | Testing Room N-1216B
RDC_NB_1F_FEV-4604 | FEV | Included | Testing Room N-1216B
RDC_NB_1F_FEV-4605 | FEV | Included | Testing Room N-1216B
RDC_NB_1F_FEV-4606 | FEV | Included | Testing Room N-1216B
RDC_NB_1F_FEV-4622 | FEV | Included | EL Shop N-1216C
RDC_NB_1F_CAV-4581B | CAV | Included | Photovoltaic Lab N-1216A
RDC_NB_1F_VEV-4585A | VEV | Included | Photovoltaic Lab N-1216A
RDC_NB_1F_VEV-4585B | VEV | Included | Photovoltaic Lab N-1216A
RDC_NB_1F_VEV-4586A | VEV | Included | Photovoltaic Lab N-1216A
RDC_NB_1F_VEV-4586B | VEV | Included | Photovoltaic Lab N-1216A
RDC_NB_1F_FEV-4587 | FEV | Included | Photovoltaic Lab N-1216A
RDC_NB_1F_FEV-4588 | FEV | Included | Photovoltaic Lab N-1216A
RDC_SB_1F_CAV0501 | CAV | Included | Lobby S-1102
RDC_SB_1F_CAV0502 | CAV | Included | Vestibule S-1105
RDC_SB_1F_CAV0503 | CAV | Included | Women S-1106B
RDC_SB_1F_CAV0504 | CAV | Included | Vestibule S-1107
RDC_SB_1F_CAV0505 | CAV | Not Included | EMERGENCY Elec. S-1107B
RDC_SB_1F_CAV0515 | CAV | Included | Corridor S-1122
RDC_SB_1F_CAV0516 | CAV | Included | Pantry S-1158
RDC_SB_1F_CAV0517 | CAV | Not Included | Normal Elec. S-1160
RDC_SB_1F_CAV0524 | CAV | Included | Women S-1169
RDC_SB_1F_CAV0525 | CAV | Included | Men S-1170
RDC_SB_1F_CAV0534 | CAV | Included | CORRIDOR S-1180
RDC_SB_1F_CAV0535 | CAV | Included | Cooridor S-1180
RDC_SB_1F_CAV1541 | CAV | Included | Cooridor S-1181
RDC_NB_1F_CAV5720_EV5721 | CAV | Included | Men N-1134
RDC_NB_1F_CAV5750 | CAV | Included | Store N-1141
RDC_NB_1F_CAV4640_EV4641 | CAV | Included | Women N-1221
RDC_NB_1F_EAV5686 | EAV | Included | Corridor N-1126
RDC_NB_1F_EAV5747 | EAV | Not Included | IDF N-1140
RDC_NB_1F_EAV5891 | EAV | Included | Office 05 - 8 WKS- North N-1160
RDC_NB_1F_EAV5921 | EAV | Included | Office 05 - 8 WKS- N-1168
RDC_NB_1F_EAV5941 | EAV | Included | Office 05 - 8 WKS- N-1165
RDC_NB_1F_FEV-5624 | FEV | Included | Robotics N-1115J
RDC_NB_1F_VEV-5572 | VEV | Included | Met/Prot Lab N-1115C
RDC_NB_1F_VEV-5573A | VEV | Included | Met/Prot Lab N-1115C
RDC_NB_1F_VEV-5573B | VEV | Included | Met/Prot Lab N-1115C
RDC_NB_1F_FEV-5574 | FEV | Included | PRe-PCR N-1115B
RDC_NB_1F_FEV-5575 | FEV | Included | Cell Culture N-1115E
RDC_NB_1F_VEV-5591 | VEV | Included | Cell Culture N-1115E
RDC_NB_1F_FEV-5772 | FEV | Included | Histology N-1144A
RDC_NB_1F_VEV-5791 | VEV | Included | Culture & Gel Rm N-1144B
RDC_NB_1F_VEV-5795B | VEV | Included | PRE-PCR N-1144D
RDC_NB_1F_FEV-5796 | FEV | Included | PRE-PCR N-1144D
RDC_NB_1F_VEV-5811A | VEV | Included | Nano Lab N-1144E
RDC_NB_1F_VEV-5811B | VEV | Included | Nano Lab N-1144E
RDC_NB_1F_FEV-5812 | FEV | Included | Nano Lab N-1144E
RDC_NB_1F_FEV-5813 | FEV | Included | Nano Lab N-1144E
RDC_NB_1F_VEV-5821 | VEV | Included | Nano Lab N-1144E
RDC_SB_1F_CAV2507 | CAV | Included | Female S-1204
RDC_NB_1F_CAV6740_EV6741 | CAV | Included | Men N-1340
RDC_NB_1F_CAV7500_EV7501 | CAV | Included | Women N-1403
RDC_NB_1F_EAV6661 | EAV | Included | Workstation N-1321
RDC_NB_1F_EAV6676 | EAV | Included | Workstation N-1324
RDC_NB_1F_EAV6691 | EAV | Included | Exp. Workstation N-1327
RDC_NB_1F_EAV6936 | EAV | Included | Workstation N-1363
RDC_NB_1F_EAV6961 | EAV | Included | Workstation N-1368
RDC_NB_1F_EAV6969 | EAV | Included | Workstation N-1371
RDC_NB_1F_VEV-6541 | VEV | Included | TC1 N-1316B
RDC_NB_1F_VEV-6552 | VEV | Included | Gene Therapy Lab N-1316C
RDC_NB_1F_VEV-6553 | VEV | Included | Gene Therapy Lab N-1316C
RDC_NB_1F_FEV-6554 | FEV | Included | Gene Therapy Lab N-1316C
RDC_NB_1F_FEV-6555 | FEV | Included | Gene Therapy Lab N-1316C
RDC_NB_1F_CEV-6581 | CEV | Included | TC3 N-1316F
RDC_NB_1F_FEV-6602 | FEV | Included | Analytical Core N-1316H
RDC_NB_1F_FEV-6632 | FEV | Included | Bio-Med Chem Lab 1 N-1316L
RDC_NB_1F_FEV-6633 | FEV | Included | Bio-Med Chem Lab 1 N-1316L
RDC_NB_1F_FEV-6634 | FEV | Included | Bio-Med Chem Lab 1 N-1316L
RDC_NB_1F_FEV-6635 | FEV | Included | Bio-Med Chem Lab 1 N-1316L
RDC_NB_1F_FEV-6636 | FEV | Included | Bio-Med Chem Lab 1 N-1316L
RDC_NB_1F_FEV-6637 | FEV | Included | Bio-Med Chem Lab 1 N-1316L
RDC_NB_1F_FEV-6638 | FEV | Included | Bio-Med Chem Lab 1 N-1316L
RDC_NB_1F_FEV-6639 | FEV | Included | Bio-Med Chem Lab 1 N-1316L
RDC_NB_1F_FEV-6731 | FEV | Included | SERIVICE CORRRIDOR N-1337
RDC_NB_1F_VEV-6751 | VEV | Included | TC1 N-1345A
RDC_NB_1F_VEV-6762 | VEV | Included | Diabetes Lab / Open Lab N-1345B
RDC_NB_1F_VEV-6763 | VEV | Included | Diabetes Lab / Open Lab N-1345B
RDC_NB_1F_FEV-6764 | FEV | Included | Diabetes Lab / Open Lab N-1345B
RDC_NB_1F_FEV-6765 | FEV | Included | Diabetes Lab / Open Lab N-1345B
RDC_NB_1F_FEV-6766 | FEV | Included | Diabetes Lab / Open Lab N-1345B
RDC_NB_1F_CAV6790_CEV6791 | CAV | Included | TC2 N-1345C
RDC_NB_1F_FEV-6852 | FEV | Included | Bio-Med Chem Lab 2 N-1345J
RDC_NB_1F_FEV-6853 | FEV | Included | Bio-Med Chem Lab 2 N-1345J
RDC_NB_1F_FEV-6854 | FEV | Included | Bio-Med Chem Lab 2 N-1345J
RDC_NB_1F_FEV-6855 | FEV | Included | Bio-Med Chem Lab 2 N-1345J
RDC_NB_1F_FEV-6856 | FEV | Included | Bio-Med Chem Lab 2 N-1345J
RDC_NB_1F_FEV-6857 | FEV | Included | Bio-Med Chem Lab 2 N-1345J
RDC_NB_1F_FEV-6858 | FEV | Included | Bio-Med Chem Lab 2 N-1345J
RDC_NB_1F_FEV-6859 | FEV | Included | Bio-Med Chem Lab 2 N-1345J
RDC_NB_1F_EAV7631 | EAV | Included | Office 05 - 2 WKS- N-1407
RDC_NB_1F_EAV7646 | EAV | Included | Exp. Workstation N-1420
RDC_NB_1F_EAV7661 | EAV | Included | Office 05 - 2 WKS- N-1401
RDC_NB_1F_EAV7663 | EAV | Not Included | IDF N-1424
RDC_NB_1F_EAV7711 | EAV | Included | Workstation N-1442
RDC_NB_1F_EAV7712 | EAV | Included | Workstation N-1442
RDC_NB_1F_EAV7861 | EAV | Included | Office 05 - 9 WKS N-1461
RDC_NB_1F_EAV7916 | EAV | Included | Office 05 - 8 WKS N-1471
RDC_NB_1F_CAV7520_CEV7521 | CAV | Included | Isotope N-1404B
RDC_NB_1F_FEV-7522 | FEV | Included | Isotope N-1404B
RDC_NB_1F_CAV7590_CEV7591 | CAV | Included | HY Room N-1404J
RDC_NB_1F_FEV-7602 | FEV | Included | CELL BIO LABS N-1404K
RDC_NB_1F_CAV7610_CEV7611 | CAV | Included | TC1 N-1404L
RDC_NB_1F_CAV7760_CEV7761 | CAV | Included | A/L N-1450D
RDC_NB_1F_CAV7790_CEV7791 | CAV | Included | A/L N-1450G
RDC_NB_1F_FEV-7824 | FEV | Included | STEM/PCR Open Lab N-1450M
RDC_NB_2F_EAV4920 | EAV | Not Included | IDF N-2104
RDC_NB_2F_EAV6981 | EAV | Not Included | IDF N-2110