## Claude Log
Turn # | Date | User Request | Action Taken | Details | Outcome
1 | 2026-08-10 | Provided full transcript from previous session (classifying HQ VAV/FCU tags as Included/Not Included in column D by room type across Ground Floor–Level 11). New session; selection at D1174. | Loaded prior context; set up Claude Log sheet; inspected the registry section around D1174. | Row 1170 = AHUB_0005; FCU numbering restarts at FCU0001 on row 1171 — this is a separate building/section where column D holds room descriptions (e.g. 'SPRINKLER AND WATER','B.M.S'), not Included/Not Included marks. AHUs (rows 4-28) still unmarked pending direction. | Awaiting user direction on next step (new floor, AHU handling, or final excluded-room verification).
3 | 2026-08-10 | Clarified: wants room names (rooms served by each equipment tag) filled for the HQ block, rows 3–763, in column E (keeping the Included/Not Included marks in column D). | Confirmed target column E via question; checked E is empty apart from a legend at E3/E4. Explained I cannot view the previous session's drawing images and my prior notes are not a clean per-row room map. | Room names must be exact; prior notes grouped multiple tags per room label. Requested the floor drawings be resent one at a time to fill column E accurately, floor by floor. | Awaiting user to resend the first HQ floor drawing to begin populating column E.
4 | 2026-08-10 | Said they will send the floor drawings later tonight. | Acknowledged; no workbook changes made. Confirmed the floor-by-floor workflow to populate column E with room names once drawings arrive. | No cells written to Controllable Asset Registry this turn. | On hold — awaiting HQ floor drawings from user (expected tonight).
5 | 2026-08-10 | Sent HQ Roof Top (Level 12) drawing; asked me to start filling room names in column E for that floor. | Wrote FCU room names to E155:E160 (FCU0126/0127 → 12.002 MCC Closet; FCU0128/0129 → 12.003 MCC Closet; FCU0130 → 12.004 MCC Closet; FCU0131 → roof plant/walkway near CSRR-0008). Verified by re-reading A155:E160. | Roof VAV/12/01-13 units are NOT in the tag list (all VAV0001-0607 already assigned to Ground-L11; HQ block ends row 763, QNL starts 764). AHU/12/01-10 (rows 4-12) left blank — parked per earlier decision and AHUs don't serve a single room. | Level 12 FCUs done. Flagged: SE 12.001 Electrical Closet sits beside 12.002 MCC Closet — could not confirm if one FCU serves 12.001 instead; FCU0131 has no room number on the drawing.
6 | 2026-08-11 | Sent the 3rd image pair — new: South Building L0 Section A1.3; old: North Building L0 Section A2.3. Asked me to continue the established workflow (map the new floor, extract standalone tags from the old floor). | Filled 3 blank FCU rows (FCU6987 row 2118, SB FCU0001 row 2159, SB FCU2001 row 2168). Appended 33 new rows (2365-2397): 5 A1.3 South Building AT tags, 24 A2.3 North Building AT tags, 4 A2.3 standalone EV valves. Flagged 7 uncertain rows yellow in C:D. | Duplicate avoidance: skipped AT-0006 (already row 2262 from B1.1) and all A2.3 numbers already embedded in existing VAV rows (5000/5002, 5001/5003, 5010/5011, 5015/5016, 5030/5031, 5040/5041, 5045/5046, 5395, 5400, 5405, 5410/5411, 6000/6001, 6010/6011, 6025/6026, 6240/6241, 6300, 6305, 6310, 6315/6316). Appended only valves with no VAV row: EV-5021, EV-5035, EV-6016, EV-6127. Equipment type = each tag's own prefix (AT/EV) per the standing rule. NB FCU5982/5991/5992/6985/6986 were already populated from an earlier session and matched A2.3, so left untouched. | 3rd pair complete and verified (rows 2118, 2159, 2168, 2365-2397 re-read; no gaps). Next append row = 2398. Flagged yellow: AT-0002, AT-0005, AT-2001, AT-5030, AT-5045, EV-5035, EV-6127. Open note: A2.3 right-hand area is labelled RECEPTION AREA N-0169, which duplicates the left-side EXP. OFFICE N-0169 label - no tag sits there so no row was written.
7 | 2026-08-11 | Sent the 4th image pair — new: South Building L0 Section A1.2; old: North Building L0 Section B2.1. Continue the established workflow. | Filled SB FCU2002-2005 (rows 2169-2172). Mapped 45 of 46 blank VAV rows for A1.2 (C/D 1738:1783 = VAV2002-VAV2047). Appended 112 rows (2398-2509): 45 A1.2 AT-20xx, 8 A1.2 standalone 0-series AT, 43 B2.1 AT, 15 B2.1 valves, FCU6997. Corrected AT-2001 (row 2369). Flagged 39 uncertain rows yellow, then fixed 14 misplaced flags. | A1.2 turned out to be a map-the-rooms floor: VAV2002-VAV2047 existed but were blank, and AT numbers correspond 1:1 to VAV numbers. There is no VAV2001 row and no VAV rows for the 0115-0124 series, so those 9 tags were appended only. VAV2005 (row 1741) left blank - AT-2005 does not appear on A1.2. Self-caught error: skipping AT-2005 in the append shifted my flag row offsets by one, so 7 flags landed on confident rows (AT-2010/2014/2017/2018/2026/2034/2036) and 7 uncertain rows were unflagged; cleared and re-applied correctly. AT-2001 moved from Vestibule S-0202 (per A1.3) to High-Density Room S-0206 (per A1.2, box sits inside the room outline) - still flagged. | 4th pair complete and verified (rows 2169-2172, 2369, 1738-1783, 2398-2510 re-read; no gaps; flag colours confirmed on C:D). Next append row = 2510. DEFERRED / NEEDS USER DECISION: (1) 21 blank NB VAV rows discovered - 1468 (VAV6295), 1473-1490 (VAV6320-6410), 1543-1544 (VAV7385/7390) - not filled because two existing rows conflict with the drawing, so a bulk same-number fill is unsafe. (2) Conflict A: registry row 1465 VAV6220 = Conf N-0331 and row 1463 VAV6205 = Emergency Elec. N-0333, but B2.1 shows AT-6220 at Emergency Elec. N-0333 and AT-6205 at Conference N-0331 (appears swapped). (3) Conflict B: registry row 1485 VAV6380 = Office N-0376, but B2.1 shows AT-6370 at Office N-0376 and AT-6380 at Workstation N-0378 (possible off-by-one, same pattern as the A2.2 fix).
8 | 2026-08-11 | Sent the 5th image pair — new: South Building L0 Section A1.1; old: North Building L0 Section B2.2. Continue the established workflow. | A1.1: filled VAV3001-3007 (rows 1784-1790) and FCU3001 (row 2173); appended 45 tags (2510-2554) = 32 AT-30xx plus 13 of the 2301-AT-01xx BACnet points. B2.2: appended 77 rows (2555-2631) = 51 AT (incl. the AT-7090/7105/7120 multi-node sensors), 8 standalone EV, 17 lab valves, FCU7993. Flagged 34 rows yellow across both. | B2.2's VAV rows mostly already existed with rooms, so the AT twins inherited the registry room (consistent with the A2.1/A2.2 approach) rather than my read of the drawing; the five places where the drawing disagrees were flagged instead of overwritten. Multi-node tags (AT-7090-N1/N2, AT-7105-N1/N2, AT-7120-N1..N9) have no VAV rows and were mapped from the drawing to N-0412/0412A, N-0415/0415A, N-0418/0418A and N-0430A..N-0430F - all flagged. Skipped every valve already embedded in a VAV row name (VEV7031, VEV7051, VEV7061, CEV7221, VEV7231, VEV7241A, VEV7251/7261/7271/7281/7291/7311/7321/7331/7341/7351/7361/7371, EV7126/7141/7186/7216/7495). FEV-7232 appears twice on the drawing - appended once and flagged. | 5th pair complete and verified (rows 1784-1790, 2173, 2510-2632 re-read; 122 appended rows with no gaps; flag colours spot-checked against tag names). Next append row = 2632. NEW CONFLICTS FLAGGED, NOT OVERWRITTEN: (1) FCU rows 2119/2120/2121 (FCU7981 = Stair 5 N-0STO5, FCU7982 and FCU7983 = Service Corridor N-0344) disagree with B2.2, which shows FCU-7993 at Stair 5, FCU-7981 at IDF N-0419 and FCU-7982 near Mech/FPC N-0434. (2) Row 2085 FCU7790 is tagged NB_1F but B2.2 (Level 0) shows FCU-7790 at Stair 6 N-0ST06. (3) Registry rows 1517/1518 give both VAV7145 and VAV7155 the same room (Office N-0427) - drawing suggests 7145 = N-0425. (4) Row 1519 VAV7165 = N-0428 vs drawing N-0429. (5) Row 1523 VAV7185 = Office N-0426 vs drawing Emer. Elec. Room N-0433, and row 1526 VAV7215 = Emergency Elec. N-0433 vs drawing Office N-0438. STILL OPEN from turn 7: the 21 blank NB VAV rows (1468, 1473-1490, 1543-1544) and the VAV6205/6220 and VAV6380 conflicts.
9 | 2026-08-11 | Sent the 6th image pair — new: South Building Level 1 Section B1.2; old: North Building Level 01 Section A2.1. First pair on Level 1 rather than Level 0. | B1.2: filled 45 blank VAV rows (C/D across 1595:1645) and FCU1503 (row 2132); appended 49 AT tags (2632-2680). A2.1 L01: appended 28 rows (2681-2708) = 8 AT twins, 19 valves, FCU2004. Flagged 5 rows yellow after correcting 2 that landed one row off. | Both drawings are Level 1, so writes went to the SB_1F and NB_1F blocks (not GF). SB VAV15xx occupies rows 1590-1645 but the series is not contiguous - VAV1504, 1535, 1537, 1538 and 1541 have no rows, so AT-1504/1535/1537 were appended only. NB_1F registry rooms for VAV4660-4745 matched my reading of the drawing exactly (N-1227 through N-1244), so those 8 AT twins needed no flags. NB_1F FCU4910/4915/4916/4917 were already correctly populated and match A2.1, so left untouched. Skipped valves already embedded in VAV row names (VEV4621, VEV4631, VEV4051/4061/4091, the VAV4070-4083 high-bay pairs) and VEV-4041 which was already appended at row 2253. | 6th pair complete and verified (rows 1590-1645, 2132, 2632-2709 re-read; 77 appended rows with no gaps; flag cells checked against tag names). Next append row = 2709. Flagged: AT-1504 (corridor position), AT-1533 and AT-1536 (sit between an electrical room and an office), AT-1537, CEV-4502, FCU2004. Still-blank SB L1 VAV rows with no tag on this drawing: 1590-1594 (VAV1501-1503, 1505, 1506), 1624-1625 (VAV1539/1540), 1627-1629 (VAV1543-1545), 1631 (VAV1547) - likely on the B1.1 half of Level 1. STILL OPEN: the 21 blank NB GF VAV rows (1468, 1473-1490, 1543-1544) and the registry conflicts at rows 1463/1465, 1485, 1517/1518, 1519, 1523/1526, 2085, 2119-2121.
10 | 2026-08-11 | Sent the 7th image pair — new: South Building Level 1 Section B1.1; old: North Building Level 1 Section A2.2. | B1.1: filled 34 blank VAV rows (1566-1594, 1624-1631) + FCU1501/1502 (2130-2131); appended 46 AT tags (2709-2754). A2.2: filled FCU5986 (2076) and VAV4650 (1842); appended 67 rows (2755-2821) = 42 AT, 7 EV, 18 lab valves. Flagged 12 rows yellow. | ERROR MADE AND CORRECTED: I wrote to FCU5983 (row 2073) and FCU5984 (row 2074) without reading them first - they already held 'Not Included / JC N-1139' and 'Included / Corridor N-1138'. I overwrote both with my own reading of the drawing (IDF N-1140 / JC N-1139), then restored the original values from the pre-write snapshot and flagged all three rows instead. Only FCU5986 was genuinely blank and kept a new value. Lesson: read FCU rows before writing, as several were populated in earlier sessions. Otherwise: NB_1F VAV5650-5940 rooms already matched the drawing closely, so those 38 AT twins inherited the registry room. Skipped valves embedded in VAV row names (VEV5601/5611/5622/5623/5631/5771/5781/5793/5795A/5801, EV5656/5716/5731/5736/5741/5761/5836). Unnumbered 'TAG 0.0' boxes on A2.2 could not be appended. | 7th pair complete and verified (rows 1566-1645, 1842, 2073-2076, 2130-2132, 2709-2822 re-read; 113 appended rows with no gaps; all 12 flag cells checked against tag names). Next append row = 2822. South Building Level 1 is now fully mapped except VAV0509 (row 1569) - no AT-0509 appears on either B1.1 or B1.2. Flagged: AT-0504, AT-0505, AT-0515, AT-0534, AT-0529, AT-5685 (registry calls N-1126 an Office, drawing calls it Corridor), AT-5840 and AT-5905 (registry gives both Office N-1163), EV-5686, VEV-5581 (label appears twice on drawing), VEV-5821, FCU1503 (row 2132 - B1.2 shows it at Stair 1, B1.1 shows it near FPC S-1108/UPS S-1107D), FCU5983/5984/5986. STILL OPEN: 21 blank NB GF VAV rows (1468, 1473-1490, 1543-1544) and conflicts at rows 1463/1465, 1485, 1517/1518, 1519, 1523/1526, 2085, 2119-2121.
11 | 2026-08-11 | Sent the 8th image pair — new: South Building Level 1 Section A1.3; old: North Building Level 1 Section A2.3. Both are sparse core/lobby sections. | A1.3: filled VAV2501 (row 1646, Lobby S-1201), FCU0501 (2127, Stair 2 S-1ST02) and FCU2501 (2133, Stair 3 S-1ST03); appended 2 AT tags (2822-2823 = AT-2501 Lobby S-1201, AT-2507 Female S-1204); corrected AT-0503 and AT-0505 rooms. A2.3: NO rows written - see details. Flagged 4 rows. | Pre-read all three fill targets before writing this turn (lesson from turn 10) - all were genuinely blank. AT-0503 changed from NCIR Office S-1115 to Women S-1106B and AT-0505 from UPS S-1107D to Emergency Elec. S-1107B: A1.3 is the section that actually contains the S-1105/S-1106B/S-1107B core, AT-0502 already matched Vestibule S-1105, and 0502/0503/0505 form a clean sequence onto those three rooms. A2.3 yielded nothing appendable: every sensor box on it is an unnumbered 'TAG' with no tag ID, so there is nothing to key a registry row on. Separately, FCU-2004 appears SIX times on A2.3 (Stair 3 N-1ST03, Stair 4 N-1ST04, Normal Elec. N-1310, IDF N-1311, Mech/FPC N-1353A, Reception N-1355) all reading 25.3 C - one BMS point bound to six graphic boxes, so no new rows could be derived; flagged row 2708 instead. | 8th pair complete and verified (rows 1646, 2127, 2133, 2708, 2711-2713, 2822-2824 re-read; flag fills confirmed). Next append row = 2824. OPEN QUESTION raised: moving AT-0503 to Women S-1106B leaves NCIR Office S-1115 with no sensor and VAV0509 (row 1569) still blank - the B1.1 tag I read as AT-0503 in that office may actually be AT-0509. Needs user confirmation before writing. Flagged: AT-0503, AT-0505, AT-2501, FCU2004. STILL OPEN from earlier turns: 21 blank NB GF VAV rows (1468, 1473-1490, 1543-1544) and conflicts at rows 1463/1465, 1485, 1517/1518, 1519, 1523/1526, 2085, 2119-2121, 1889, 1910/1923, 2132, 2073/2074.
12 | 2026-08-11 | Sent the 9th image pair — new: South Building Level 1 Section A1.2; old: North Building Level 1 Section B2.1. | A1.2: filled 50 blank VAV rows (C/D 1647:1696 = VAV2502-VAV2553) and 4 FCU rows (2134-2137); appended 51 AT tags (2824-2874). B2.1: appended 79 rows (2875-2953) = 40 AT, 8 EV, 31 lab valves. 130 appended rows total. Flagged 22 rows yellow. | Pre-read all 54 fill targets before writing - all confirmed blank, no overwrite. Verified fill alignment by spot-checking VAV2511=Office S-1212, VAV2536=Normal Elec. S-1251, VAV2553=Male Prayer S-1278 after the block write. B2.1 registry rooms matched the drawing throughout (VAV6650-6725 = N-1319 to N-1336, VAV6900-6970 = N-1357 to N-1371, VAV7865 = N-1461A), so those 34 AT twins inherited the registry room with no flags. VAV6630B/6631B were checked and already populated (Bio-Med Chem Lab 1 N-1316L) so were skipped, as were FCU6988/6989 which already read Service Corridor N-1337 and match the drawing. Corridor-run valves EV-6936/6961/6969 were assigned by the EV-pairs-with-VAV convention (Workstation N-1363/N-1368/N-1371) and flagged, since the dotted corridor they sit on carries no room number on this drawing. | 9th pair complete and verified (rows 1647-1696, 2080-2081, 2134-2137, 2824-2954 re-read; 130 appended rows with no gaps; all 22 flag cells checked against tag names). Next append row = 2954. Flagged: AT-2502/2503/2505/2506 and VAV2502/2503/2505/2506 (four lobby-band sensors with no room label of their own - all assigned Lobby S-1202), AT-2552/VAV2552 (label appears twice on A1.2), AT-4260 (4000-series tag on a South Building drawing, assigned Men S-1254), FCU2502-2505, AT-7500, EV-7501, EV-6936/6961/6969, CEV-6581, FEV-6731. STILL OPEN: 21 blank NB GF VAV rows (1468, 1473-1490, 1543-1544); conflicts at rows 1463/1465, 1485, 1517/1518, 1519, 1523/1526, 2085, 2119-2121, 1889, 1910/1923, 2132, 2073/2074; and the AT-0503/AT-0509 vs NCIR Office S-1115 question (row 1569 still blank).
13 | 2026-08-11 | Sent the 10th image pair — new: South Building Level 1 Section A1.1; old: North Building Level 1 Section B2.2. | A1.1: filled 20 blank VAV rows (C/D 1697:1717 = VAV3504-VAV3524, leaving VAV3519 blank) and FCU3501 (row 2138, Stair S-1ST104); appended 28 AT tags (2954-2981). B2.2: appended 58 rows (2982-3039) = 42 AT, 8 EV, 8 lab valves. 86 appended rows total. Flagged 15 rows yellow. | Pre-read all 22 fill targets and aborted-on-conflict guard was in the code; all were blank so nothing was overwritten. Verified alignment after the block write (VAV3504=Open Plan S-1229, VAV3514=Office S-1294, VAV3519 blank, VAV3524=Normal Elec. S-1238). VAV3519 left blank - no AT-3519 on the drawing. There are no VAV rows for AT-3501/3502/3503 or for the 2301-AT-02xx BACnet points, so those were appended only. B2.2 registry rooms matched the drawing throughout (VAV7620-7710 = N-1415 to N-1442, VAV7840-7960 = N-1458 to N-1480, and the N-1404x / N-1450x lab series), so all 42 AT twins inherited the registry room. RESOLVED an earlier flag: row 2085 FCU7790 was flagged in turn 8 because it carries the NB_1F tag but appeared on a Level 0 drawing - B2.2 (Level 1) now shows FCU-7790 at Stair 6 N-1ST06, matching the registry, so the NB_1F assignment looks correct and the Level 0 sighting was a graphic repeat. All seven NB_1F FCU rows (2085-2091) were already populated and match B2.2, so none were touched. | 10th pair complete and verified (rows 1697-1717, 2085-2091, 2138, 2954-3040 re-read; 86 appended rows with no gaps; all 15 flag cells checked against tag names). Next append row = 3040. Flagged: AT-3501 (sits under Lobby S-0294 which is a Level 0 room number on a Level 1 drawing), AT-3502, AT-3511/VAV3511, AT-3514/VAV3514 and AT-3520/VAV3520 (drawing carries TWO rooms labelled OFFICE S-1294 - one bottom-centre, one right of the stair), AT-0207/AT-0208, AT-7705 (registry room is just 'Expansion (Office)' with no number), EV-7663, EV-7712, CEV-7761, CEV-7791. NEW pre-existing issue spotted: rows 2034 and 2036 both give Flow Cyto N-1450C (VEV7751 and VEV7781) but the drawing puts VEV-7781 in iPS-TC N-1450F. STILL OPEN: 21 blank NB GF VAV rows (1468, 1473-1490, 1543-1544); conflicts at rows 1463/1465, 1485, 1517/1518, 1519, 1523/1526, 2119-2121, 1889, 1910/1923, 2132, 2073/2074, 2034/2036; and the AT-0503/AT-0509 vs NCIR Office S-1115 question (row 1569 still blank).
14 | 2026-08-11 | Sent the 11th and final image pair — South Building Level 2 and North Building Level 2. Both are plant / penthouse levels. | SB L2: filled all 20 blank FCU rows (C/D 2139:2158 = FCU0201-0208, FCU1201/1202, FCU2201-2210), all Not Included. NB L2: appended 10 rows (3040-3049) = 8 AT and 2 EV tags for the electrical and IDF rooms. NB L2 FCU rows (2092-2102) already populated and matching, so untouched. Flagged 6 rows yellow. | Pre-read the 20 SB targets with an abort-on-conflict guard; all blank. Verified alignment after the write (FCU0201=South Penthouse S-2101, FCU1201=IDF S-2102, FCU2204=Emerg. Elec. S-2105, FCU2210=IDF S-2107). AT-5930 and AT-5940 also exist as NB_1F rows with different rooms (Office N-1170 / Workstation N-1165); the NB_2F prefix keeps them distinct, and the registry's own VAV5930P (row 1929, Normal Elec. N-2105) and VAV5940P (row 1932, Emer. Elec. N-2106) confirm the Level 2 penthouse assignment is right. AHUs (8011-8026, 8512-8521), ERUs (8531-8541) and EFs (8011A, 8012A, 8041-8044, 8551-8554) were NOT written - continuing the decision made early in this project that AHU-class plant does not serve a single room. If those should be registered, they need a separate pass. | Final pair complete and verified (rows 2092-2102, 2139-2158, 3040-3050 re-read; 10 appended rows with no gaps; row 3050 empty; all 6 flag cells checked against tag names). Next append row = 3050. Flagged: FCU0204, FCU2201, FCU2202, FCU2203, FCU2205, FCU2210 - the penthouse FCUs sit in open plant space with no room boundary, so the split between South Penthouse S-2101 and the adjacent Emerg. Elec./IDF rooms is a best-guess. ALL 11 IMAGE PAIRS NOW PROCESSED. OUTSTANDING WORK FOR NEXT SESSION: (1) 21 blank NB GF VAV rows - 1468, 1473-1490, 1543-1544; (2) registry conflicts at rows 1463/1465, 1485, 1517/1518, 1519, 1523/1526, 2119-2121, 1889, 1910/1923, 2132, 2073/2074, 2034/2036; (3) AT-0503 vs AT-0509 and NCIR Office S-1115, row 1569 still blank; (4) SB L1 VAV3519 (row 1712) blank, no AT-3519 on any drawing; (5) unnumbered TAG boxes on NB A2.3, B2.1 and B2.2 that carry no tag ID; (6) AHU/ERU/EF plant equipment unregistered.
15 | 2026-08-11 | Re-sent all 18 drawings and asked me to tackle outstanding items 1 to 3: the blank North Building GF VAV rows, the 12 registry conflicts, and the AT-0503 / AT-0509 / NCIR Office S-1115 question. | Item 1: filled 19 blank NB GF VAV rows (1468, 1473-1484, 1486, 1488-1490, 1543-1544). Item 2: corrected 13 conflicting rows (1463, 1465, 1485, 1517, 1519, 1523, 1526, 1889, 1910, 2036, 2074, 2119, 2120) and synced 9 dependent appended rows (2565, 2567, 2569, 2572, 2711, 2762, 2775, 2797). Item 3: filled VAV0509 (row 1569). Bonus: filled FCU0502/FCU0503 (2128-2129) from B1.1. Cleared 21 resolved flags, set 11 remaining. Added 16 cell notes recording the evidence for each change. | Two swaps were confirmed by temperature, not just position: AT-6220 reads 18.1 C and AT-6205 reads 20.8 C, so VAV6220 is the Emergency Elec. N-0333 unit and VAV6205 the Conference N-0331 unit (rows 1463/1465 were reversed); AT-7185 reads 15.0 C, so VAV7185 is the Emer. Elec. Room N-0433 unit and VAV7215 serves Office N-0438 (rows 1523/1526). Three duplicate-room errors resolved: VAV7145 was sharing N-0427 with VAV7155 (now N-0425); VAV5840 was sharing N-1163 with VAV5905 - A2.2's bottom office band has exactly 17 tags for 17 rooms with AT-5840 left over sitting on the Corridor N-1150 run, so VAV5840 is the corridor unit; VEV7781 was sharing Flow Cyto N-1450C with VEV7751 (now iPS-TC N-1450F). Row 2132 FCU1503 needed no change at all - my turn-10 flag was a misreading of B1.1, which actually shows FCU-0502 and FCU-0503, and filling those two was the bonus. VAV0509 was resolved by elimination rather than read off a drawing, and is flagged with a note saying so. | Items 1-3 complete and verified (all 38 changed rows re-read; NB GF rows 1468-1490 and 1543-1544 now have zero blanks; the entire South Building Level 1 block 1566-1696 now has zero blanks; flag colours spot-checked against tag names). REMAINING OPEN: (a) row 2121 FCU7983 - reads Service Corridor N-0344 but does not appear on any drawing supplied, still flagged; (b) VAV6295 (1468), VAV6320 (1473), VAV6410 (1490) - filled but flagged, positions are best-guess; (c) VAV0509 (1569) and AT-0503 (2711) - flagged, need the BMS point list to settle whether the S-1115 sensor is AT-0503 or AT-0509; (d) FCU0502/0503 (2128-2129) flagged on position; (e) SB L1 VAV3519 (row 1712) still blank, no AT-3519 on any drawing; (f) unnumbered TAG boxes on NB A2.3, B2.1, B2.2 need IDs from the mechanical drawings or point list; (g) AHU / ERU / EF plant equipment still unregistered.
16 | 2026-08-12 | Switched to the QNL section (rows 766-1165). Sent IMG_9606.jpeg (Honeywell HMI, QNL Second Floor Zone-1 Part-1). New rules: use the Key Plan zone name + image name in parentheses when a room number is absent, mark those Included and highlight red; highlight uncertain rows yellow; only technical/executive rooms are Not Included. Follow-up: CAV/FEV/VEV tags found on drawings must be appended above the SSC section. | Filled C/D for VAV_2F_S12_001-029, _097 (rows 975-1004), VAV_2F_S13_004 (row 1008) and FCU_2F_005 (row 850). Applied red fill to the 20 zone-named rows and yellow to the 2 uncertain/technical rows. Located the QNL/SSC boundary for future CAV/FEV/VEV inserts. | Rows 975-994 (VAV_2F_S12_001-020) sit in the unlabelled open library floor, so all 20 got 'Second Floor Zone-1 Part-1 (IMG_9606.jpeg)' per the new Key Plan rule (Current View = Part-1), Included, red fill. Named rooms mapped left-to-right along the top office band: 021 Breakout Space, 022 Circulation Office, 023 + 024 Office Space Col., 025 Transl. Spc & ED Publications Spc.; group study band: 026 Room 5, 029 Room 6, 027 Room 7, 097 Room 8; S13_004 Open Office. FCU_2F_005 = MDF Room, Not Included as a technical room, flagged yellow. VAV_2F_S12_028 sits between the two Office Space Col. cells and Transl. Spc with no clear boundary - given a dual name and flagged yellow. QNL section confirmed as rows 766-1165 with the SSC header at row 1166; QNL currently holds only AHUB, FCU and VAV prefixes (no CAV/FEV/VEV rows exist yet). | Verified by re-reading A970:D1010 and C850:D850 - values and fill colours confirmed. NOT WRITTEN this turn (right edge of the photo is cut off, rooms not fully readable): VAV_2F_S13_005/006/009/011/012/013 and VAV_2F_S10_001/002/004/005 - awaiting a clearer or adjacent view. No CAV/FEV/VEV tags appear on IMG_9606, so no rows were appended; when they do appear they will be inserted at row 1166, immediately above the SSC header.
17 | 2026-08-12 | Second image: IMG_9608.jpeg - QNL Honeywell HMI, 'Second Floor Zone-2-P1' (Key Plan: Second Level, Current View = Part-1). Fill in the QNL section using the same rules as the first image. | Filled C/D for 33 rows: VAV_2F_S10_003 (971), _006 (974); VAV_2F_S13_001/002/003/008/010/015/016 (1005-1020); VAV_2F_S14_001-014 (1021-1034) and _016-020 (1036-1040); VAV_2F_S15_001-005 (1042-1046). Red fill on the 21 zone-named rows, yellow on 2 rows needing review. | Named rooms read left-to-right off the executive/admin band: S13_010 + S13_015 = Ad. Admin & Planning, S13_008 = Office Coord., S13_001 + S13_002 = Lib. Director's Room, S13_003 = Service & Lounge, S13_016 = VIP Waiting, S15_001-004 = VIP Room, S15_005 = VIP Meeting. Applied the executive-room rule: Lib. Director's Room, VIP Room, VIP Waiting and VIP Meeting all set to Not Included (7 rows). Ad. Admin & Planning set to Included but flagged yellow - it sits inside the same executive suite band and may be an executive office rather than a staff office, so it needs your call. The whole right-hand grid (S14_001-014, _016-020) and the two S10 units on the left have no room label on the drawing, so all 21 got 'Second Floor Zone-2 Part-1 (IMG_9608.jpeg)' per the Key Plan rule, Included, red fill. | Verified by re-reading A971:D1046 - tags, values and fill colours all confirmed against the intended mapping. NOT WRITTEN (cropped off the right edge of the photo): VAV_2F_S14_015 (row 1035) and VAV_2F_S14_021 (row 1041) - their tags are cut off mid-label. Also still outstanding from image 1: VAV_2F_S13_005/006/009/011/012/013 and VAV_2F_S10_001/002/004/005. No CAV, FEV or VEV tags on this drawing either, so no rows appended above the SSC header (row 1166).
18 | 2026-08-12 | Third image: IMG_9610.jpeg - QNL Honeywell HMI, 'Second Floor Zone-3-P1' (Key Plan: Second Level, Current View = Part-1). Fill in the QNL section using the same rules. | Filled C/D for 2 rows: FCU_2F_043 (row 860) and FCU_2F_044 (row 861), both set to Included / 'Display Area'. No highlight applied. | This view is almost empty - only two FCU tags and a single blue room label, 'Display Area', are present. Both FCUs sit inside the same wall-bounded open hall as that label (between the vertical wall runs at either side), so the real room name was used rather than the Key Plan zone fallback, meaning no red highlight was needed. Display Area is a public library space, so neither the technical-room nor the executive-room exclusion applies and both are Included. Row positions confirmed by reading A846:A880: the FCU_2F block runs 001-005 at rows 846-850 then jumps to 034-062 at rows 851-879, which puts 043 at 860 and 044 at 861. | Verified by re-reading A860:D861 as rendered text - both rows show the correct tag, Included, and Display Area. Judgement call flagged to the user in chat rather than with a yellow fill: the 'Display Area' label sits a fair distance from the two tags in a sparse drawing, so it is worth a glance on review. Outstanding backlog unchanged: VAV_2F_S14_015 (1035), VAV_2F_S14_021 (1041), VAV_2F_S13_005/006/009/011/012/013, VAV_2F_S10_001/002/004/005. Still no CAV, FEV or VEV tags seen on any drawing so far, so nothing appended above the SSC header at row 1166.
19 | 2026-08-12 | Fourth image: IMG_9611.jpeg - QNL Honeywell HMI, 'Second Floor Zone-3-P2' (Key Plan: Second Level, Zn-3, Current View = Part-2). Fill the QNL section using the established rules. | Filled C/D for 18 FCU rows: FCU_2F_034-040 (851-857), _045-055 (862-872). All set Included. Yellow flag on 2 rows (866, 869). No red/zone-named rows needed - every device on this view sits in a labelled room. | Auditorium is the large room top-centre and holds 7 units: FCU_2F_034-040 (rows 851-857). The middle block carries two 'Group Study Room' labels (one above, one below) with FCU_2F_045, _046, _047 inside - all three named Group Study Room since both labels read identically. The right block is split into a rest-room column and an individual-study column, top and bottom: FCU_2F_048 = Rest Room (Men), _051 = Rest Room (Women), _050 and _053 = Indiv. Study Room. Bottom of view: FCU_2F_054 and _055 = Lounge Area. Rest rooms, lounge, auditorium and study rooms are all public library spaces - none are technical or executive - so nothing on this drawing is Not Included. | Verified by re-reading A851:D872 - tags, values and fill colours all confirmed. FLAGGED YELLOW for review: FCU_2F_049 (row 866) and FCU_2F_052 (row 869) sit in a middle column between the rest rooms and the individual study rooms with no label directly above them, so each was given a dual name pending your decision. NOT WRITTEN: FCU_2F_041 (858) and _042 (859) do not appear on this view. Backlog still open: VAV_2F_S14_015 (1035), _021 (1041), VAV_2F_S13_005/006/009/011/012/013, VAV_2F_S10_001/002/004/005. Still no CAV, FEV or VEV tags on any drawing so far - nothing inserted above the SSC header (row 1166).
20 | 2026-08-12 | Fifth image: IMG_9621.jpeg - QNL Honeywell HMI, 'Terrace Floor Zone-1-P1' (Key Plan: Terrace Level, Current View = Part-1). First terrace-level drawing; only 4 tags on the view. | Filled C/D for 4 FCU rows, all Included: FCU_2F_060/061/062 (rows 877-879) = Recreational Area; FCU_2F_003 (row 848) = 'Book Shelf (IMG_9621.jpeg)' flagged yellow. No red rows - every sensor had a nearby drawing label. | FCU_2F_060, _061 and _062 sit clearly inside the walled box carrying the 'Recreational Area' label, so those three were straightforward. FCU_2F_003 is the judgement call: it sits at the left end of the long open strip along the top of the terrace that carries three repeated 'Book Shelf' labels. That is a furniture/zone descriptor rather than a discrete room, and because the label repeats three times it does not uniquely identify a space - so it was named 'Book Shelf (IMG_9621.jpeg)' and flagged yellow rather than red, since a real drawing label does exist and the Key Plan fallback was not strictly triggered. Note the terrace level still uses the FCU_2F_ tag prefix, so terrace assets live inside the same FCU_2F block (rows 846-879) as the second floor - no separate terrace range. | Verified by re-reading A877:D879 and A848:D848 as rendered text - tags, values and Included flags all confirmed. Open question raised with the user: whether 'Book Shelf' should stand as the room name or be replaced with the Terrace Zone-1 Part-1 Key Plan name. Backlog still owed: VAV_2F_S14_015 (1035), _021 (1041), VAV_2F_S13_005/006/009/011/012/013 (1009/1010/1013/1015/1016/1017), VAV_2F_S10_001/002/004/005 (969/970/972/973), plus FCU_2F_041 (858) and _042 (859). Also still pending user decision: middle-column rows 866 and 869 from IMG_9611, and the Ad. Admin & Planning rows 1014/1019 from IMG_9608. Still zero CAV/FEV/VEV on any drawing so far.
21 | 2026-08-12 | Sixth image: IMG_9622.jpeg - QNL Honeywell HMI, 'Terrace Floor Zone-2-P1' (Key Plan: Terrace Level, Current View = Part-1). Fill in the QNL section using the established rules. | Filled C/D for 5 rows, all Included: FCU_2F_056-059 (rows 873-876) = Internal Terrace; FCU_2F_004 (row 849) = zone name, red fill. Confirmed tags in column A before writing. | The four sensors FCU_2F_056-059 sit inside the walled box carrying the blue 'Internal Terrace' label, so that room name was used directly - no highlight needed. FCU_2F_004 sits alone in the upper open band at the top right of the drawing with no room or area label anywhere near it, so the Key Plan fallback applied: 'Terrace Floor Zone-2 Part-1 (IMG_9622.jpeg)', Included, red fill. Neither the technical-room nor executive-room exclusion applies to anything on this view. Row positions confirmed against the FCU_2F block: 034=851 so 056=873 ... 059=876, and 004=849. | Verified by re-reading A849:D849 and A873:D876 - tags, values and fill colours all confirmed. Open question still unanswered from the previous turn: how to treat terrace open-plan furniture labels (Book Shelf, Carrels, Media Station, Computer Station, Open Seating) - use the label as-is or fall back to the Key Plan zone name. Row 848 remains yellow pending that decision. Backlog owed: FCU_2F_041 (858), _042 (859), VAV_2F_S14_015 (1035), _021 (1041), VAV_2F_S13_005/006/009/011/012/013, VAV_2F_S10_001/002/004/005. Pending user decisions: rows 866/869 middle column, rows 1014/1019 Ad. Admin & Planning. Still zero CAV/FEV/VEV on any drawing, so nothing appended above the SSC header (row 1166).
22 | 2026-08-12 | Seventh image: IMG_9624.jpeg - QNL Honeywell HMI, 'Terrace Floor Zone-3-P1' (Key Plan: Terrace Level, Zn-3, Current View = Part-1). Fill in the QNL section. | Filled C/D for a single row: FCU_1F_001 (row 781) = Included / 'Scholarly Journals (IMG_9624.jpeg)', yellow flagged pending the terrace naming decision. | This view has only one tag on the whole drawing. Note the prefix is FCU-1F-001, not FCU-2F - the terrace level draws on both the FCU_1F and FCU_2F blocks, so row lookup was confirmed by reading A780:B782 (FCU_1F_001 = row 781, immediately after AHUB015 at row 780). The only nearby label is 'Scholarly Journals', which is a collection/furniture-area descriptor of the same kind as 'Book Shelf' on row 848 - not a discrete room. Handled it identically to row 848: used the drawing label with the image name appended and flagged yellow, so both rows can be flipped together once the user decides whether terrace furniture labels count as room names or should fall back to the Key Plan zone name. Included, as it is neither a technical nor an executive room. | Verified by re-reading A781:D781 as rendered text - tag FCU_1F_001, Included, 'Scholarly Journals (IMG_9624.jpeg)' confirmed. No other tags on this view. Backlog still owed: FCU_2F_041 (858), _042 (859), VAV_2F_S14_015 (1035), _021 (1041), VAV_2F_S13_005/006/009/011/012/013, VAV_2F_S10_001/002/004/005. Awaiting user decisions on: terrace furniture-label policy (rows 848 and 781), rows 866/869 middle column, rows 1014/1019 Ad. Admin & Planning. Still zero CAV, FEV or VEV tags across all seven drawings, so nothing appended above the SSC header (row 1166).
23 | 2026-08-12 | Ninth image: IMG_9627.jpeg - QNL Honeywell HMI, 'Terrace Floor Zone-4-P2' (Key Plan: Terrace Level, Current View = Part-2). Fill in the QNL section. | Filled C/D for 2 rows: FCU_2F_001 (846) and FCU_2F_002 (847), both Included with the Key Plan zone name and red fill. | Only two tags on this view: FCU-2F-001 (39.9 C) and FCU-2F-002 (38.7 C), both sitting in the unlabelled triangular open corner at the left of the plan, inside the outer wall. The surrounding text on this floor is all repeated open-plan furniture descriptors (Carrels, Media Station, Computer Station, Open Seating) rather than room names, and none of them sits on top of either unit - the nearest, Carrels, falls between the two. Because those descriptors repeat many times across the terrace and cannot uniquely identify a location, both rows got 'Terrace Floor Zone-4 Part-2 (IMG_9627.jpeg)' per the Key Plan rule, Included, red fill. Note this differs from rows 848 and 781, where the unit did sit inside a single labelled strip so the drawing label was kept and flagged yellow instead - both approaches remain open pending the user's terrace naming decision. | Verified by re-reading A846:D847 as rendered text - tags confirmed as FCU_2F_001 and FCU_2F_002, values and red fill correct. Backlog still owed: FCU_2F_041 (858), _042 (859), VAV_2F_S14_015 (1035), _021 (1041), VAV_2F_S13_005/006/009/011/012/013 (1009/1010/1013/1015/1016/1017), VAV_2F_S10_001/002/004/005 (969/970/972/973). Awaiting user decisions on: terrace furniture-label policy (rows 781, 848 and the approach used here), rows 866/869 middle column, rows 1014/1019 Ad. Admin & Planning. No CAV, FEV or VEV tags on this drawing - none seen on any of the eight drawings so far, so nothing appended above the SSC header (row 1166).
24 | 2026-08-12 | IMG_9587.jpeg - QNL Honeywell HMI, 'Basement Zone-1-P1' (Key Plan: Basement Level, Current View = Part-1). Largest drawing so far and the FIRST one containing CAV tags, which per the earlier instruction must be added above the SSC section. | Filled C/D for 49 existing rows and INSERTED 2 new CAV rows. Existing: VAV_B_S11_001-046 (rows 1071-1116, minus _023 not on view), VAV_B_S13_001/002/006 (1117/1118/1122), FCU_B_002 (881). New: inserted rows 1166-1167 for CAV_B_S13_007 and CAV_B_S13_020 - the SSC section header consequently moved from row 1166 to row 1168. | Basement row map confirmed by reading A1047:A1166: VAV_B_S10_001-024 = 1047-1070, VAV_B_S11_001-046 = 1071-1116, VAV_B_S13_001-008 = 1117-1124, VAV_B_S14 = 1125+, VAV_B_S15_013 = 1165. Small labelled offices mapped one-to-one: 024 Kitchen, 025 Storage, 026 Finance Cooridinator & Business Support OFCR. (yellow leader arrow), 028 Analog Resources, 029 Digital Resources, 030+031 Budget & Payment, 032+033 Ad Collection, 034 Engineering, 035 Arabic Sudies, 037 Art & Humanities, 038 Procurement SPC, 039 Business Computing, 040 Social Sciences, 041 Literature Language, 042 Coordinator, 043-046 Receiving Area, 022 Corridor 1, S13_001+002 Meeting Room. VAV_B_S11_036 sits alone at the top of the drawing but has a yellow leader line running down and left to the 'Licensing Expert' label, so it was named from the leader rather than from proximity. Spellings kept exactly as drawn ('Cooridinator', 'Arabic Sudies'). Both CAVs set Not Included as technical rooms (MV Room-01 / MV Room-02) and flagged yellow. Row 1091 (VAV_B_S11_021) has no room label so it took the Key Plan name, Included, red. | Verified by re-reading A1071:D1073, A1090:D1092, A1094:D1098, A1106:D1107, A1116:D1118, A1122:D1122, A881:D881 and A1163:D1170 - tags, values and the row insert all confirmed; SSC header now at 1168. YELLOW flagged for user review (7 rows + 2 CAV): 1071/1072/1081/1082 Break Out Area - the top open area carries TWO labels ('Break Out Area' and 'Tech, Services & Collections Office') with no dividing wall between them, so the split point between VAV _002/_003 and _012/_013 is a judgement call; 1097 (VAV_B_S11_027) sits between the Finance and Budget & Payment cells with no label above it; 1122 + 881 'Freeze Area' - unclear whether this counts as a technical/plant space (currently Included); 1166/1167 CAVs - inferred from proximity to the MV rooms. NOT WRITTEN: VAV_B_S11_023 (row 1093) is not shown on this view. Non-HVAC tags on the drawing (EF-B-09, GCP-01, SMDB, DX-B-xx, MV Panel-1/2/3, CPNL-0006, LCP-Z1, FWS/FWP-01) are out of scope. Future CAV/FEV/VEV inserts now go at row 1168.
25 | 2026-08-12 | IMG_9588.jpeg - QNL Honeywell HMI, 'Basement Zone-1-P2' (Lower Level Floor Plan Zone-1 Part-2). Heavily plant-orientated view containing 15 new CAV tags plus 18 FCU_B tags and the one VAV that was missing from the previous drawing. | Filled C/D for 19 existing rows and INSERTED 15 new CAV rows. Existing: FCU_B_003/006/007/008/009/011/012/013/014/027/028/031-037 (rows 882-916) and VAV_B_S11_023 (row 1093). New: inserted rows 1168-1182 and rewrote the whole CAV block A1166:D1182 in sorted tag order - the SSC section header moved from row 1168 to row 1183. | FCU_B row map confirmed (FCU_B_00N = row 879+N, 001=880 ... 038=917). Plant/technical rooms set Not Included per the rule: Plant Room 1 (FCU_B_011/012 + CAV_B_S12_001/002/003), Plant Room 2 (FCU_B_013/014 + CAV_B_S13_010/011), Sprinklers Pumps (FCU_B_007 + CAV_B_S13_021), Server Room (CAV_B_S13_013/014/015), Fire Command (FCU_B_006 + CAV_B_S13_006/012), GAS Suppression (CAV_B_S13_008), IDF (FCU_B_003). Library spaces set Included: Sorting Shelving Room (FCU_B_027/028), Compact Shelving Main Collection (FCU_B_031), Shell Space-Special Collection (FCU_B_032/033/034/035), IT Office (FCU_B_036 - treated as a staff office, not a plant room), Corridor 2 (CAV_B_S13_001/002). FCU_B_003 was named from a yellow leader line running up to the IDF label rather than by proximity. The CAV block was rebuilt as a single sorted range so the two CAVs added last turn (S13_007, S13_020) now sit in tag order with the new ones; their names were kept and re-stamped with their source image (IMG_9587). | Verified by re-reading A882:D888, A890:D893, A906:D916, A1093:D1093 and A1166:D1183 - all 36 rows, the 15-row insert and the new SSC header position at 1183 confirmed. YELLOW flagged for review (10 rows): 882 IDF and 916 Corridor (leader/proximity calls); 885 + 1172 + 1177 Fire Command - three units sit in the top strip shared by Fire Command, GAS Suppression and UPS Battery Room with no clear wall, so the split is inferred partly from leader lines; 1174 GAS Suppression (same strip); 1178 + 1179 Server Room - these two sit left of the Server Room label near MF-B-02 and may belong to a separate space; 1171 Corridor - sits between People Mover, Shell Space and the Corridor label; 1093 VAV_B_S11_023 - sits exactly on the Plant Room 1 / Plant Room 2 boundary, though both are technical so Not Included holds either way. RED (2 rows): 887 + 888 (FCU_B_008/009) are at the cropped right edge with no room label, so they took the Key Plan name. Out of scope on this drawing: AHU-B-xx, EF-B-xx, DX-B-xx, PDP, PCP, MF-B, CPNL, GWSHL, CC-B, ATS Panel, SWP, FP/JP. Future CAV/FEV/VEV inserts now go at row 1183.
26 | 2026-08-12 | IMG_9589.jpeg - QNL Honeywell HMI, 'Basement Zone-2-P1' (Lower Level Floor Plan Zone-2 Part-1). Back-of-house / bindery view with 28 VAV_B_S14 tags and 5 new CAV tags. | Filled C/D for 28 existing VAV rows (VAV_B_S14_001-016 = rows 1125-1140, _040-051 = rows 1141-1152) and INSERTED 5 new CAV rows at 1183-1187 (CAV_B_S14_001, _006, _007, CAV_B_S15_002, _003). SSC section header moved from row 1183 to row 1188. Everything on this drawing is Included - no technical or executive rooms carry a controllable tag here. | Clean one-to-one mappings: S14_001 Office, _002 Office DG., _003 Office AD. For LIT, _004/_005/_006 Digitization Room, _007/_008 Shell Space, _009 Dry Store, _015 Reception & Lounge. CAVs: S14_001 Loading Area, S14_006 Referigerate Store, S14_007 BOH Kitchen, S15_002 Corridor 5 (label sits directly beside it). Kept the drawing's own spelling 'Referigerate Store'. The Q-Tel Room, Telecom Room and MEP Kitchen are technical spaces but carry no VAV/CAV/FCU tag on this view, so nothing was set to Not Included. Out of scope: EF-B-xx, DX-B-17/18/19, SWP-05/06, CCU-B-01 to 04, LCP-Z2, DRS & DTS, Calorifier. | Verified by re-reading A1125:D1152 and A1180:D1190 - all 33 rows, the 5-row insert and the new SSC header position at 1188 confirmed. IMPORTANT DISCREPANCY logged as a cell note on D1129: the HMI label between VAV-B-S14-004 and VAV-B-S14-006 reads 'VAV-B-S11-005', but VAV_B_S11_005 (row 1075) was already assigned to Tech, Services & Collections Office from IMG_9587.jpeg. Recorded positionally as VAV_B_S14_005 = Digitization Room and flagged yellow - user to confirm the correct tag. OTHER YELLOW FLAGS (9 rows total): 1136/1137/1144/1145/1150/1151 - 'Fine Binding' and 'Binding & Preservation Space' label one large open area with no dividing wall, so the left/right split of the 16 units in that room is a judgement call and these six sit nearest the split point; 1140 (S14_016) sits below the Reception & Lounge cell near the DRS & DTS panel; 1141 (S14_040) is drawn outside the plan at the bottom and was named from its yellow leader line running up into the BOH Kitchen; 1187 (CAV_B_S15_003) sits well above the Corridor 5 label and may belong to the bindery instead.
27 | 2026-08-12 | IMG_9591.jpeg - QNL Honeywell HMI, 'Basement Zone-3-P1' (Lower Level Floor Plan Zone-3 Part-1). Heritage/researcher entrance sequence. The whole plan is drawn on a 45-degree diagonal, which makes label-to-device proximity much less reliable than on the orthogonal views. | Filled C/D for 16 existing rows, all Included: VAV_B_S10_020-023 (rows 1066-1069), VAV_B_S15_001-009 (rows 1153-1161), VAV_B_S15_013 (row 1165), FCU_B_029 (row 908), FCU_B_038 (row 917). No CAV, FEV or VEV tags on this drawing, so no rows were inserted and the SSC header stays at row 1188. | Confident mappings: S10_020/021 Reserchers Reading Area, S10_023 Entry, S15_008 Vestibule, S15_013 Reserchers & Doc. RCRDS MGMT (yellow leader lines link the tag and that label across the drawing), FCU_B_029 Heritage Collection Entrance, FCU_B_038 Pantry (named from its yellow leader, since the tag itself sits outside the room outline). Drawing spellings preserved exactly: 'Reserchers Reading Area', 'Loby and Security', 'Reserchers & Doc. RCRDS MGMT'. Nothing was set to Not Included - the only technical space on the view is the IDF Room and it carries no controllable tag. FCU_B_038 displays '??????' rather than a temperature, recorded as a cell note on D917. | Verified by re-reading A908:D908, A917:D917, A1066:D1069, A1153:D1161 and A1165:D1165 - all values and notes confirmed. YELLOW flagged (9 rows): 1153/1157/1158 Prof. Librarian and 1154/1155/1156/1159 Loby and Security - these seven S15 units sit in the diagonal entrance band where Entry, Prof. Librarian, Loby and Security, Vestibule and Pantry are packed close together and the 45-degree rotation makes nearest-label assignment unreliable, so the split between Prof. Librarian and Loby and Security needs user confirmation; 1068 (S10_022) sits below the Reserchers Reading Area label and may belong to the adjacent space; 1161 (S15_009) Asst. Head is flagged for the INCLUSION question rather than the name - it is a management office and may qualify as an executive room, currently left Included, cell note added to D1161. NOT WRITTEN: VAV_B_S15_010/011/012 (rows 1162-1164) do not appear on this view.
28 | 2026-08-12 | IMG_9592.jpeg - QNL Honeywell HMI, 'Basement Zone-3-P2' (Lower Level Floor Plan Zone-3 Part-2). Sparse view: mostly plant equipment plus the executive suite at the top. Contains the three S15 VAVs that were left blank from the previous drawing. | Filled C/D for 4 existing rows: VAV_B_S15_010/011/012 (rows 1162-1164) and FCU_B_001 (row 880). No CAV, FEV or VEV tags on this drawing, so no rows inserted and the SSC header stays at row 1188. The VAV_B_S15 block (rows 1153-1165) is now complete. | Applied the executive-room rule: VAV_B_S15_010 = Director Head and VAV_B_S15_012 = VIP Majlis, both Not Included, consistent with how Lib. Director's Room / VIP Room / VIP Meeting were treated on the second floor. Room names sit just below-right of each sensor's T circle on this drawing, which is what drove the assignment. Note the 'Asst. Head' label appears on BOTH this view and Zone-3-P1 - it is the same room seen across the Part-1 / Part-2 boundary, already recorded against VAV_B_S15_009 (row 1161), so it was not duplicated here. Out of scope on this drawing: UPS Panel, EF-B-12, FWP-05/06, PHX-B-01 to 04, CHWP-1/2/3/4, PU-B-01, CPNL-0005, LCP-Z3. Plant Room 4, Ventilation, Air Shaft, Maintanance and Corridor are labelled but carry no controllable tag, so nothing else was set to Not Included. | Verified by re-reading A880:D880 and A1161:D1165 - values, fills and notes confirmed. YELLOW (1 row): 1163 (VAV_B_S15_011) sits between the Director Head and VIP Majlis labels with no clear wall; assigned to VIP Majlis, though both candidates are executive so Not Included holds either way. RED (1 row): 880 (FCU_B_001) is drawn outside the plan outline on the left with NO leader line to any room, so it took the Key Plan name and was auto-Included per the agreed rule - however its two nearest labels are 'IDF Rooom' and 'VIP Restroom', and BOTH of those would make it Not Included (technical / executive). This is the one row on this drawing where the standing rule and the likely reality disagree, so a cell note was added to D880 asking the user to confirm. Two 'VIP Restroom' labels with upward yellow leader arrows exist on the view but neither points at a controllable tag.
29 | 2026-08-12 | IMG_9593.jpeg - QNL Honeywell HMI, 'Basement Zone-4-P1' (Lower Level Floor Plan Zone-4 Part-1). Almost entirely empty view - the bulk of it is the Compact Shelving Main Collection stacks and the Vault / Heritage Collection block, none of which carry controllable tags. | Filled C/D for 1 existing row: FCU_B_005 (row 884) set to Not Included / 'HL Plant Room'. No CAV, FEV or VEV tags on this drawing, so no rows inserted and the SSC header stays at row 1188. | FCU_B_005 was named from its yellow leader line rather than by proximity: the 'HL Plant Room' label sits below-left of the tag and runs a leader right then up into the small room at the apex of the diagonal wall, and the CCU-1,2,3,4,5,6 block leaders into the same space. HL Plant Room is a plant/technical room, so the technical-room rule applies and it was set Not Included. No highlight was needed - the leader makes the assignment unambiguous. Labelled but untagged on this view: Compact Shelving Main Collection (x2), Vault, Heritage Collection. Out of scope: CCU-1,2,3,4,5,6. | Verified by re-reading A884:D884 as rendered text - FCU_B_005 / FCU / Not Included / HL Plant Room confirmed. No yellow or red flags raised on this drawing. Outstanding backlog unchanged: FCU_2F_041 (858), FCU_2F_042 (859), VAV_2F_S14_015 (1035), VAV_2F_S14_021 (1041), VAV_2F_S13_005/006/009/011/012/013 (1009/1010/1013/1015/1016/1017), VAV_2F_S10_001/002/004/005 (969/970/972/973). Pending user decisions carried forward: terrace furniture-label policy (rows 781, 848 vs 846/847), rows 866/869 middle column, rows 1014/1019 Ad. Admin & Planning, row 1129 VAV-B-S11-005 vs S14-005 tag conflict, Fine Binding / Binding & Preservation split, row 1161 Asst. Head executive question, row 880 FCU_B_001.
30 | 2026-08-12 | IMG_9594.jpeg - QNL Honeywell HMI, 'Basement Zone-4-P2' (Lower Level Floor Plan Zone-4 Part-2). Plant-heavy view: Plant Room 4, PH Plant, Pump Room, FM Storage and the misting/storage cluster off Corridor 6. | Filled C/D for 11 existing FCU rows: FCU_B_004 (883), _018/_019/_020/_021 (897-900), _022/_023 (901-902), _024 (903), _025/_026 (904-905), _030 (909). Seven set Not Included as technical rooms, four Included. No CAV, FEV or VEV tags on this drawing, so no rows inserted and the SSC header stays at row 1188. | Technical rooms set Not Included per the rule: Plant Room 4 (FCU_B_018/019/020/021 - the room also holds AHU-B-01/05/06/07/08, EF-B-03, GWSHL-B-05, LCP-Z4, CPNL-0004), PH Plant (FCU_B_024, room holds PPSP-01 to 06), Pump Room (FCU_B_030), Misting System (FCU_B_026). Included: FM Storage (FCU_B_004/022/023) and Storage (FCU_B_025) - storage areas are neither technical plant nor executive, so they stay in scope. FCU_B_025 and _026 are drawn BELOW the plan outline and were placed using their yellow leader lines, which run up into the two small rooms off Corridor 6 labelled 'Storage' and 'Misting System'. Out of scope on this drawing: AHU-B-xx, EF-B-03, GWSHL-B-04/05, PDS/PDP-03/05, PPSP-01 to 06, MBP-01, LCP-Z4, CPNL-0004, CC-B-10/11, SWP-11/12, ST-12. | Verified by re-reading A883:D883 and A897:D909 as rendered text - all 11 rows confirmed. YELLOW flagged (3 rows): 883 (FCU_B_004) sits OUTSIDE the FM Storage wall on the left with no leader line, assigned to FM Storage as the nearest room but unconfirmed; 904 (FCU_B_025) and 905 (FCU_B_026) - both are drawn outside the plan and their leaders terminate very close together at the Storage / Misting System pair, with the 'Corridor 6' label sitting directly between the two leader lines, so the Storage vs Misting System vs Corridor 6 split is a judgement call. This matters for classification, not just naming: FCU_B_025 was left Included as Storage while FCU_B_026 was set Not Included as Misting System, so if the pairing is reversed the inclusion flips too. FCU_B block status: 34 of 38 rows now filled; still blank are FCU_B_010 (889), _015 (894), _016 (895) and _017 (896), none of which have appeared on any drawing yet.
31 | 2026-08-12 | IMG_9596.jpeg - QNL Honeywell HMI, 'First Floor Zone-1-P1' (First Level Floor Plan Zone-1 Part-1). First drawing from the first floor and the first to contain CAV_1F tags. Dense teaching/study view with 26 VAV_1F_S11, 8 VAV_1F_S15, 6 CAV_1F_S11 and one FCU_1F. | Filled C/D for 34 existing rows and INSERTED 6 new CAV rows. Existing: VAV_1F_S11_001-022 (rows 919-940), _088/_089/_090 (942-944), VAV_1F_S15_005/006/007/008 (949-952), _012 (956), _039S (964), _096/_097 (966-967), FCU_1F_002 (782). New: inserted rows 1166-1171 for CAV_1F_S11_001/002/006/007/008/009, placed AHEAD of the CAV_B block to keep the CAV section in tag order. CAV block now spans 1166-1193 and the SSC header moved from row 1188 to row 1194. | Clean mappings: Group Study Room1/2/3/4 (S11_001/002/003/022), Computer Classroom (S11_014-021, eight units in the right-hand teaching block), Childeren Library (S15_006/007/008 + CAV_1F_S11_009), Multipurpose Room (S15_096/097), Staff Office (S15_039S), Security Room (CAV_1F_S11_001), Open Reading Area (CAV_1F_S11_006). Drawing spellings preserved: 'Infor. Lteracy Instr.1/2', 'Childeren Library'. EXECUTIVE RULE APPLIED: VAV_1F_S15_005 = Head Librarian Office set Not Included, consistent with Lib. Director's Room and Director Head. Everything else on this view is Included. FCU_1F_002 named from its yellow leader line running down to the ICT Room (Women) label. Out of scope: EF-1-02C, LCP-Z1, ST-01, ST-16, L-1, L-2. | Verified by re-reading A782, A919:D944, A949:D952, A956, A964:D967 and A1164:D1196 - all 40 rows, the 6-row insert and the new SSC header position at 1194 confirmed. YELLOW flagged (9 rows): 922/923/924/928 - the Infor. Lteracy Instr.1 and Instr.2 labels sit one above the other over a single 2x5 grid of VAVs with no clear wall between them; split as 2 units to Instr.1 and 8 to Instr.2, which is uneven and needs confirmation; 956 (S15_012) sits below the Staff Office in an unlabelled pocket and was assigned to Childeren Library on proximity; 782 (FCU_1F_002) ICT Room (Women) - flagged for the INCLUSION question, currently Included as a public ICT space rather than a technical room; 1167 (CAV_1F_S11_002) leader points into the Rest Room / ICT block; 1169 (CAV_1F_S11_007) sits in the corridor gap between the Computer Classroom and the Head Librarian/Staff Office block, reading a notably cold 15.2; 1170 (CAV_1F_S11_008) sits exactly between the downward leader arrows for Infor. Lteracy Instr.1 and Computer Classroom, so it was given a dual name. RED (3 rows): 942/943/944 (S11_088/089/090) sit in the bottom-right run with no room label. NOT WRITTEN: VAV_1F_S11_087 (row 941) does not appear on this view.
32 | 2026-08-12 | IMG_9598.jpeg - QNL Honeywell HMI, 'First Floor Zone-2-P1' (First Level Floor Plan Zone-2 Part-1). Restaurant / Front Kitchen / Public Service view with 12 new CAV_1F_S15 tags. | Filled C/D for 11 existing rows and INSERTED 12 new CAV rows. Existing: FCU_1F_003 (783), FCU_1F_059-064 (839-844), VAV_1F_S15_009/010/011 (953-955), VAV_1F_S15_098 (968). New: inserted rows 1172-1183 for CAV_1F_S15_002/005/006/010/011/012/013/014/015/016/017/018, placed after the CAV_1F_S11 group. CAV block now spans 1166-1205 and the SSC header moved from row 1194 to row 1206. | The Restaurant / Front Kitchen block was split by row: the bottom run of sensors sits level with the 'Front Kitchen' label (CAV_1F_S15_006 + FCU_1F_062/063/064) and everything above it belongs to the Restaurant (CAV_1F_S15_002/005/010/011/012/013/014/015 + FCU_1F_059/060/061). Both are Included - a kitchen is neither plant nor executive. Multipurpose Room (VAV_1F_S15_098) sits inside the circular room outline, unambiguous. FCU_1F_003 = IDF Room set Not Included as a technical room. The right-hand staff rooms on this view (Bibliographer1/2, Spec. Coll & Arch, R&L Services, AD. Public Service, REF. Librarian 1-12) carry NO controllable tags, so none were recorded. Out of scope: EF-2-01, EF-1-01C, L-3, L-4, ST-03. | Verified by re-reading A783, A839:D844, A953:D955, A968 and A1170:D1207 - all 23 rows, the 12-row insert and the new SSC header position at 1206 confirmed. YELLOW flagged (3 rows): 783 (FCU_1F_003) sits between the 'Storage' label above and 'IDF Room' below; assigned IDF Room per this drawing's label-below-right convention, which also drives the Not Included call, so if it is actually Storage the classification flips; 1181 + 1182 (CAV_1F_S15_016/017) sit just outside the restaurant's right-hand wall in the circulation zone and were assigned to Public Service on proximity. RED (4 rows): 953/954/955 (VAV_1F_S15_009/010/011) sit in the unlabelled open area at top-left outside the room outline; 1183 (CAV_1F_S15_018) sits in an unlabelled pocket near the L-3/L-4 lifts, above the Media Studio / Storage strip. Cell note added to D1180: CAV_1F_S15_015 displays '??????' instead of a temperature - second sensor found showing this fault after FCU_B_038 (row 917).
33 | 2026-08-12 | IMG_9599.jpeg - QNL Honeywell HMI, 'First Floor Zone-2-P2' (First Level Floor Plan Zone-2 Part-2). Media studios, prayer/ablution block and the lounge FCU bank. Also contains VAV_1F_S11_087, which was outstanding from IMG_9596. | Filled C/D for 26 existing rows and INSERTED 2 new CAV rows. Existing: FCU_1F_027/029/030/031/032/033/034/035 (807-815), FCU_1F_047-050 (827-830), VAV_1F_S11_087 (941), VAV_1F_S15_001-004 (945-948), _021-025 (957-961), _038/_039/_040 (962/963/965). New: CAV_1F_S15_004 at row 1173 and CAV_1F_S15_019 at row 1185, both placed in sorted tag position. CAV block now spans 1166-1207 and the SSC header moved from row 1206 to row 1208. Everything on this drawing is Included. | Clean mappings: Media Studio1 (S15_001/002), Storage (S15_003), Media Studio2 (S15_004), Prayer Room (Female) (S15_021/022), Prayer Room (Male) (S15_023), Lounge (FCU_1F_047/048/049/050). Prayer rooms, ablution rooms and lounges are all public spaces, so none of the exclusion rules apply. BACKLOG CLEARED: VAV_1F_S11_087 (row 941) was the tag missing from IMG_9596 and appears here in the unlabelled open area at top-left, so it took the Key Plan name for THIS drawing (Zone-2 Part-2) rather than Zone-1 Part-1. Out of scope: Structure Area, Special Events and People Mover Main Entrance are labelled but carry no controllable tags. | Verified by re-reading A807:D815, A827:D830, A941:D948, A957:D965 and A1170:D1209 - all 28 rows, both inserts and the new SSC header position at 1208 confirmed. YELLOW flagged (14 rows): 807/809/810/811/812/813/814/815 - eight FCUs drawn OUTSIDE the building outline below the two 'Lounge' cells with no labels of their own; all given 'Lounge' since both labels read the same, but whether they serve the lounges at all needs confirming; 960 (S15_024) and 961 (S15_025) sit between Prayer Room (Male)/(Female) and the two Ablution rooms, whose labels are placed far right with long horizontal leader arrows, making the split uncertain; 962 (S15_038) assigned Ablution (Men) from the same leader cluster; 963 + 965 (S15_039/040) and 1173 (CAV_1F_S15_004) - three units surround the small 'Green Room' label from above, left and below, which is more units than a green room would normally need; 1185 (CAV_1F_S15_019) sits just below the Media Studio1 block, possibly in the corridor. RED (1 row): 941. TEMPERATURE ANOMALIES noted as cell notes: D830 FCU_1F_050 reads 41.7 C against ~17 C on its neighbours, and D947 VAV_1F_S15_003 reads 34.1 C in Storage. NOT WRITTEN: FCU_1F_028 (row 808) does not appear on this view despite sitting mid-sequence in the lounge bank.
34 | 2026-08-12 | IMG_9600.jpeg - QNL Honeywell HMI, 'First Floor Zone-3-P1' (First Level Floor Plan Zone-3 Part-1). Unusual view: 19 FCU tags but the drawing carries only ONE piece of text, the word 'Enter' near the top - no room names anywhere. | Filled C/D for 19 existing rows, all Included and all red: FCU_1F_014 (794), _016/_017/_018 (796-798), _020 (800), _022-_028 (802-808), _036-_040 (816-820), _051/_052 (831-832), _065 (845). No CAV, FEV or VEV tags, so no rows inserted and the SSC header stays at row 1208. | Every one of the 19 sensors took the Key Plan name 'First Floor Zone-3 Part-1 (IMG_9600.jpeg)' and was auto-Included per the agreed rule, because the drawing contains no room labels at all. The only text on the plan is 'Enter', which marks a doorway rather than naming a room, so it was not used. The sensors are drawn as a free-floating grid over an open diagonal area with no room outlines around them, which is consistent with this being open library floor rather than cellular rooms. BACKLOG CLEARED: FCU_1F_028 (row 808) was noted last turn as missing from the lounge bank on IMG_9599 - it appears here instead. | Verified by re-reading A794:D845 - all 19 rows carry the correct zone name, and spot-checked A794:D798, A805:D808 and A845 as rendered text. No yellow flags: with no labels present there is nothing ambiguous to flag, the whole set is red for your review. Rows deliberately left blank because those tags are not on this view: FCU_1F_015 (795), _019 (799), _021 (801). FCU_1F block status: 40 of 65 rows now filled; still blank are FCU_1F_004-013 (784-793), _015 (795), _019 (799), _021 (801), _041-046 (821-826) and _053-058 (833-838). Temperature spread on this view is wide - FCU_1F_018 reads 12.8 C and _020 reads 14.1 C against 21.2 C on _023 - but all are plausible for an open floor so no anomaly notes were added.
35 | 2026-08-12 | IMG_9601.jpeg - QNL Honeywell HMI, 'First Floor Zone-3-P2' (First Level Floor Plan Zone-3 Part-2). Circulation / book-handling area: 23 FCU tags arranged as a free-floating grid over open floor with blue zone labels interleaved between the rows. | Filled C/D for 23 existing FCU_1F rows: _004-_013 (784-793), _015 (795), _019 (799), _021 (801), _041-_046 (821-826), _053/_054 (833-834), _057/_058 (837-838). Seventeen Included, six Not Included as executive rooms. No CAV, FEV or VEV tags, so no rows inserted and the SSC header stays at row 1208. | There are no room outlines on this view - the sensors sit in two column-pairs and the blue labels act as headers sitting ABOVE each group, so assignment was made by reading down from each label to the next one. Left pair: 'Access Service' heads the first two rows (FCU_1F_019/021/053/054), then 'Book Drop Off' heads the remaining four rows (FCU_1F_011/012/010/042/008/009/007/041). Right pair: 'Circulation Director' heads the first two rows (FCU_1F_015/013/045/046), then 'Book Exit Point' heads the rest (FCU_1F_006/005/044/043/004). 'ILL Director' heads the two units above everything else (FCU_1F_057/058). EXECUTIVE RULE APPLIED: ILL Director and Circulation Director both set Not Included, consistent with Head Librarian Office, Lib. Director's Room and Director Head. People Mover Main Entrance and Heritage Collection Entrance are labelled on the view but sit well away from any tag. | Verified by re-reading A784:D795, A799:D801, A821:D826 and A833:D838 as rendered text - all 23 rows confirmed. YELLOW flagged (6 rows): 837/838 ILL Director and 793/795/825/826 Circulation Director. The flag is about GROUPING, not the executive call - assigning four sensors to a single 'Circulation Director' office and two to 'ILL Director' is a lot for cellular offices, which suggests these blue labels may mark open-plan functional zones (a director's desk area within the circulation floor) rather than enclosed rooms. If they are open zones rather than private offices, the Not Included classification on all six rows should be reversed. TEMPERATURE ANOMALY: cell note added to D837 - FCU_1F_057 reads 56.3 C, the highest reading seen on any QNL drawing so far, against 19.6 C on FCU_1F_058 directly beneath it; almost certainly a failed sensor. FCU_1F BLOCK NOW 63 of 65 FILLED - only FCU_1F_055 (835) and _056 (836) remain outstanding.
36 | 2026-08-12 | IMG_9603.jpeg - QNL Honeywell HMI, 'First Floor Zone-4-P2' (First Level Floor Plan Zone-4 Part-2). Final image of the batch. Near-empty view with only two FCU tags. User indicated this was the last drawing, so a completeness sweep of the whole QNL section was run afterwards. | Filled C/D for the final 2 FCU_1F rows: FCU_1F_056 (836) = Included / 'External Book Drop', and FCU_1F_055 (835) = Included / 'First Floor Zone-4 Part-2 (IMG_9603.jpeg)' in red. This completes the FCU_1F block (all 65 rows, 781-845). No CAV, FEV or VEV tags; SSC header remains at row 1208. | FCU_1F_056 has its room name printed directly beneath the tag inside the same box outline ('External Book Drop'), which is the clearest label placement seen on any drawing so far - no ambiguity, no highlight. FCU_1F_055 sits alone in a small angled room at top-right with no label anywhere near it, so it took the Key Plan name and was auto-Included per the rule. The other two blue labels on the view, 'RP-06' and 'Main Entrance', are a ramp reference and an entrance marker rather than room names, and both sit far from either tag, so neither was used. FCU_1F_056 reads 13.4 C, which is consistent with an external book drop exposed to outside air. | Verified by re-reading A835:D836 as rendered text. COMPLETENESS SWEEP of the full QNL section (rows 766-1207, 442 tags) found 381 filled and 61 still blank, broken down as: AHUB001-015 (766-780, 15 rows); FCU_2F_041/042 (858-859); FCU_B_010/015/016/017 (889, 894, 895, 896); VAV0001 (918); VAV_2F_S10_001/002/004/005 (969, 970, 972, 973); VAV_2F_S13_005/006/007/009/011/012/013/014 (1009-1018); VAV_2F_S14_015/021 (1035, 1041); VAV_B_S10_001-019 and _024 (1047-1065, 1070 - 20 rows); VAV_B_S13_003/004/005/007/008 (1119-1124). RAISED WITH USER: the 15 AHUB rows are a scope question, not a missing drawing - AHU-B-01 to AHU-B-13 were visible inside Plant Room 1, Plant Room 2 and Plant Room 4 on IMG_9588 and IMG_9594 but were treated as out of scope because the brief named VAV, FCU, CAV, FEV and VEV only. If AHUs are wanted they would all be Not Included as plant-room equipment. The largest genuine gap is VAV_B_S10 (20 rows) - only _020 to _023 have appeared on any drawing so far.
37 | 2026-08-12 | New validation stream: sending Honeywell BMS screenshots to validate/correct/update QNL room names and inclusion status, noting column A tag formats differ but are distinguishable. First image IMG_9563.jpeg = VAV Summary Type-01, basement S11 units. | Matched the 24 VAV/B/S11 units on the BMS screen to registry rows 1071-1094 and 1113-1116. Appended the BMS room codes (B001, B001A, B002, B008, B009) to column D and corrected VAV_B_S11_022/023. Changed C1093 from Not Included to Included, flagged C1093:D1093 yellow and added an explanatory note. | Tag format maps as VAV/B/S11/nnn -> VAV_B_S11_nnn. BMS location groups: 001-004 + 011-014 = Tech.Services Area B001 & Break Out Area B001A (kept the registry's finer Break Out vs Tech Services split, only added the codes); 005-010 + 015-020 = Tech.Services Area B001; 024 = Kitchen B002; 043-046 = Receiving Area B008; 022 + 023 = Corridor Leading To Reception & Lounge B009. The Location column in the photo is skewed progressively downward toward the bottom, so group boundaries were resolved using the registry's existing names as the cross-check (024=Kitchen and 043-046=Receiving already agreed, which anchors the alignment). Row 1091 (VAV_B_S11_021, 'Basement Zone-1 Part-1') is not on this screen and was left untouched, as were rows 1095-1112 (S11_025-042). | Verified by re-reading A1071:D1094 and A1113:D1116 - all 24 room names and the C1093 inclusion change confirmed. ONE CONFLICT RAISED: VAV_B_S11_023 was 'Plant Room 1 / Plant Room 2 (IMG_9588.jpeg)' / Not Included from an earlier drawing; the BMS pairs it with 022 (Master/Slave) on the corridor, so it was updated to Corridor Leading To Reception & Lounge B009 / Included and flagged yellow pending your confirmation. Awaiting the next BMS image.
38 | 2026-08-12 | Asked why the TRANSPOSE(FILTER(...)) formula in 'SSC Room Names'!D45 — pulling matching Tag Nos from the Controllable Asset Registry into a horizontal list — always returns #N/A. | Diagnosed the criteria range and rewrote D45 to wrap the comparison in IFERROR. | Scanned 'Controllable Asset Registry'!E1214:E1332 for error values: exactly one, E1287 (#N/A), on VAV0063 whose room reads '(NOT FOUND ON DRAWING LEVEL 3)'. A single error anywhere in a FILTER include-array poisons the whole array, so FILTER returned #N/A regardless of the match. New formula: =TRANSPOSE(FILTER('Controllable Asset Registry'!$A$1214:$A$1332,IFERROR('Controllable Asset Registry'!$E$1214:$E$1332=C45,FALSE),"No Equipment in entity")). Chose IFERROR over patching E1287 so the formula is robust to future error rows; E1287 itself still needs an entity name. | D45 now spills VAV0002, VAV0003, VAV0004 across D45:F45. Only D45 was changed — same fix should be copied to other rows in column D. Open item: E1287 in the Controllable Asset Registry is still #N/A.
39 | 2026-08-14 | Sent IMG_9565.jpeg - Honeywell VAV Summary Type-01 (QNL). Asked me to take the VAV names from the 3rd column of the screen, find them in column A of the Controllable Asset Registry, and fill the Location text from the 1st column into column D. | Matched all 27 VAV tags on the screen to registry rows. Filled the 5 rows whose column D was blank: D1068 (VAV_B_S10_009), D1071/D1072/D1073 (VAV_B_S10_012/013/014) and D1078 (VAV_B_S10_019). Left the other 22 rows untouched because they already held room names. | Screen tag format VAV/B/S10/009 maps to registry format VAV_B_S10_009. Groupings read off the merged Location cells: S10/009 = CR6 Circulation; S10/012, 013, 014 = CR6 Conversation Work Area B.209; S10/019 = CR6 Prof Librarian B.208. Image name appended in parentheses per the established convention. CONFLICTS NOT OVERWRITTEN, needing your call: (1) VAV_B_S15_001 row 1166 registry says 'Prof. Librarian (IMG_9591.jpeg)' but this screen shows it under HC Lobby & Vestibule B154; (2) VAV_B_S15_002/003/004 rows 1167-1169 say 'Loby and Security' vs screen 'HC Lobby & Vestibule B154'; (3) VAV_B_S15_011/012 rows 1176-1177 say 'VIP Majlis' vs screen 'Basement Zone 3 HC VIP Majlis B148' - same room, different wording. Rows 1060-1067 + 1083 (Digitisation Area B.200), 1069/1070 (Technical Services B.204), 1074 (Instruction Outreach B.206), 1075-1077 (Multimedia Presentation B.205) and 1137 (Security Control Room B.105) all agree with the screen. | 5 blank cells filled and verified by re-reading A1068:D1068, A1071:D1073 and A1078:D1078. Awaiting your decision on the 7 VAV_B_S15 wording conflicts listed in Details.
40 | 2026-08-14 | Sent IMG_9564.jpeg - Honeywell VAV Summary Type-01 page P2 (QNL). Same task as the previous screen: match the VAV names to column A of the Controllable Asset Registry and write the Location into column D, and highlight all the matched rows in blue. | Matched all 26 VAV tags from the screen, wrote the screen Location into column D for each, and applied a blue fill (#BDD7EE) across A:D on all 26 rows. Rows touched: 1104, 1108, 1132, 1133, 1135, 1141-1143, 1146-1149, 1152-1165. | Adopted the naming convention you applied by hand earlier this session: dropped the 'Basement Zone N' prefix and punctuated the room number as B.xxx, no image-name suffix. Screen typo 'Presrvation' corrected to 'Preservation' to match existing sheet spelling; 'Boh Kitchen' written as 'BOH Kitchen' for the same reason. Location groupings read off the merged cells, allowing for the row drift in the Honeywell page: S14_040 = BOH Kitchen B.044 (standalone) and S13_003/004 = Processing Room B.103 (slave + master). Unlike the previous image I overwrote existing column D text, because the old entries were generic placeholders without room numbers. One overwrite worth noting: D1104 (VAV_B_S11_021) previously read 'Basement Zone-1 Part-1 (IMG_9587.jpeg)' and is now 'Reception & Lounge B.009' per this screen - flag if IMG_9587 was the better source. | All 26 rows re-read after writing; tag, location text and #BDD7EE fill confirmed on every one. Prior turn's VAV_B_S15 conflicts (rows 1166-1169, 1176-1177) remain open.
41 | 2026-08-14 | Sent IMG_9563.jpeg - Honeywell VAV Summary Type-01 page P1 (QNL). Same task: match the VAV names to column A of the Controllable Asset Registry, put the Location into column D, and highlight them in blue. | Matched all 27 VAV_B_S11 tags from the screen. Normalised 5 column D entries that still carried the old image-suffix format (D1107 to 'Kitchen B.002'; D1126:D1129 to 'Receiving Area B.008') and applied the blue fill (#BDD7EE) across A:D on all 27 rows: 1084-1103, 1105-1107, 1126-1129. | The other 22 rows already held correct room text from your earlier manual pass, so I left the wording alone and only added the highlight. Deliberate decision on group 1: the screen shows one merged label 'Tech.Services Area B001 & Break Out Area B001A' covering S11_001/002/003/004/011/012/013/014, but the sheet already splits that group - 001, 002, 011, 012 as 'Break Out Area B.001A' and 003, 004, 013, 014 as 'Tech, Services & Collections Office B.001'. The split is more precise than the merged screen label so I preserved it rather than flattening all eight rows to the combined name. Row drift on the Honeywell page handled as before: standalone S11_024 = Kitchen B.002, and S11_022/023 = Corridor Leading To Reception & Lounge B.009. | All 27 rows re-read after writing; tag, location text and #BDD7EE fill confirmed on each. Open items unchanged: VAV_B_S15 wording conflicts at rows 1166-1169 and 1176-1177, and whether D1104 should revert to the IMG_9587 value.
42 | 2026-08-17 | Sent IMG_3029.jpeg - Siemens RDC BMS 'Utility Building FCU Summary'. Asked me to take the FCU names from the 5th column of the screen, find them in column A of the Controllable Asset Registry, and write their location (room name + room no. from the 4th and 3rd columns) into column D, matching the format of the selected cell D2240. | Matched all 29 RDC Utility Building FCU tags on the screen to registry rows 2238-2266 and wrote the room name + room number into column D for the 28 that were blank (D2240 was already filled). | Format followed from D2240 ('MAIL ROOM U-0128'): room name in caps followed by the room number. Ground floor (RDC_UB_GF_): FCU8001 GENERAL STORAGE ROOM U-0129, 8002 SHOP U-0135, 8004 GENERAL STORAGE U-0108, 8005 RECYCLING ROOM U-0109, 8006 CYLINDER STORAGE U-0105, 8007 LN2 DISPENSER U-0104, 8008 FLAMMABLE STORAGE U-0103, 8009 FLAMMABLE WASTE STORAGE U-0102, 8010 BMS ROOM U-0117, 8011 BREAK ROOM U-0118, 8012 OFFICE SPACE U-0119, 8013/8014/8512/8513/8514/8515 WET/MECH/FIRE ROOM U-0120, 8502-8505 SHIPPING AND RECEIVING. Mezzanine (RDC_UB_MF_): FCU8501/8506/8507/8508/8509/8510/8511 MECHANICAL ROOM U-1101. Two judgement calls: (1) FCU-8502 to 8505 sit against a merged 'SHIPPING AND RECEIVING' room-name cell with the ROOM NO. column blank on the screen, so no room number was appended - note added on D2252. (2) U-1101 is shown as a single merged room number spanning the whole Level -1 mechanical block, so it was applied to all seven mezzanine FCUs. | Rows 2238-2266 of column D on Controllable Asset Registry are now fully populated; verified by re-reading A2238:D2266. Open item: room numbers for the four SHIPPING AND RECEIVING FCUs (8502-8505) need confirming from drawings.
43 | 2026-08-17 | Sent IMG_3056.jpeg - Siemens RDC BMS 'South Building Fan Coil Unit' summary (Level 0 and Level -1) - and asked me to apply the same treatment as the Utility Building screen: match the FCU tags to column A of the Controllable Asset Registry and write their room location into column D. | Located all 26 South Building FCUs from the screen (rows 2191-2202 Level -1, rows 2223-2237 Ground Floor). Column D was already populated in an older abbreviated style, so I stopped and asked before overwriting; user chose to rewrite all 26 to the BMS format. Wrote D2191:D2202 and D2223:D2237. | Format followed from D2240: room name in caps + room number. Level -1: FCU0501/FCU3501 STAIR-04 1ST04, FCU0502/0503 UPS ROOM S-1107D, FCU1501/1502 IDF ROOM S-1156, FCU1503 STAIR-01 1ST01, FCU2501 STAIR-03 1ST03, FCU2502/2503 IDF ROOM S-1244, FCU2504/2505 UPS ROOM S-1276. Ground floor: FCU0001 STAIR-02 S-02T02, FCU1001/1002 QTEL ROOM S-0132, FCU1003/1004 IDF ROOM S-0133, FCU1005/1006 EC MDF ROOM S-0134, FCU1007 MECHANICAL ROOM S-0136, FCU1008 STAIR-01 S-01T01, FCU2001 STAIR-03 S-0ST03, FCU2002/2003 AV ROOM S-0210, FCU2004/2005 IDF ROOM S-0271, FCU3001 STAIR-04 S-0ST04. Four rows were genuine data conflicts, not just wording: FCU2502 was 'MEETING ROOM S-1247' (screen pairs 2502 and 2503 to IDF S-1244), FCU2505 was 'MEETING ROOM S-1272' (screen pairs 2504 and 2505 to UPS S-1276), FCU0501 was 'Stair 2 S-1ST02' and FCU3501 was 'Stair S-1ST104' (screen shows both as STAIR-04 1ST04). Two cosmetic calls noted in-cell: the screen labels S-0271 'IDF-S-0271' and S-0ST04 'STAIR-OST04'; both were normalised to match the other IDF and stair entries. | D2191:D2202 and D2223:D2237 rewritten and verified by re-read. Pre-existing drawing notes on D2192 and D2193 were left intact. Not covered: the screen has a NEXT >> button, so any further South Building FCU pages have not been reviewed, and the 2F rows (2203-2222) were untouched.
40 | 2026-08-17 | Uploaded RDC_HVAC_DRAWINGS_MERGED.pdf (68 A0 as-built sheets) and the register. Asked to fill blank and verify yellow column-D cells for RDC FCU/VAV/EV/VEV equipment from the drawing schedules, North Building first. Rule: if room name/number not found, put the schedule page in column D and highlight blue; if a yellow row cannot be verified, note where to look in column E. | Extracted the AIR TERMINAL DEVICES SCHEDULES and FAN COIL UNIT SCHEDULES for all North Building parts, then matched every NB target row by tag number. Processed all 219 NB targets: 105 VERIFIED (yellow cleared), 28 verified by room number but schedule uses a different room NAME (noted in E), 53 CORRECTED, 8 blanks filled, 12 blanks flagged blue (found but no room number on the schedule), 11 yellow unverifiable, 2 tags not in any NB schedule. | Pages 1-66 have NO text layer (raster scans; confirmed with poppler and PyMuPDF) and OCR misread reference numbers (e.g. EV-5026 as EV-5025), so all tables were read visually at native 200 DPI. Sources: Level 0 p6 (A2.1), p7 (A2.2), p8 (A2.3), p9 (B2.1 + FCU@L0), p10 (B2.2); Level 1 p21 (A2.1 + FCU@L1), p22 (A2.2), p23 (A2.3), p24 (B2.1), p25 (B2.2); Level 2 FCU p32; Pedestrian Walkway FCU p57. 860 air-terminal refs + 44 FCUs captured. The AT schedules list VAV, EV, VEV, FEV, CEV and CAV refs in one table, so EV/VEV rows resolve from the same source. Corrections were applied only where the schedule room NUMBER differed; the previous value is preserved verbatim in column E as was: "...". Saved with openpyxl only - NOT LibreOffice-recalc - to preserve the 159 TRANSPOSE(FILTER) array formulas in SSC Room Names with Equip. (verified 159/159 intact). | North Building COMPLETE - zero blank column-D cells remain in the NB block. KEY FINDING: the 53 corrections are not random - whole blocks were shifted by one position (e.g. GF lab block VAV5180-5270A: registry had Analyt Core-1/Org Chem/Furnace/MBE-Evap where the schedule reads Analytical Core Lab 2 N-0140A, Furnace N-0140B, Prep Lab N-0140C, Sputter N-0140D, ALD N-0140F, Support N-0140H, PLD N-0140J, Organic Chem N-0140K; also VAV4210-4212 CSP Lab -> Desalination Lab N-0240D; VAV7195 Conference N-0440 -> Office 04 N-0436). Note there is no MBE Room anywhere in the A2.2 schedule. DISCREPANCY: FCU-5993/5994 are listed on the LEVEL 0 schedule (p9, Part A2.2, Conference Room) but are tagged NB_1F in the register. UNRESOLVED: VAV5054 (schedule jumps 5053 to 5055) and FCU2004 (not in any NB schedule - likely a South Building unit). STILL TO DO: South Building (55 blank + 33 yellow) from Level 0 p1-p5/p11, Level 1 p16-p20/p26, Level 2 p27-p30, and rooms on p59-p60. Utility Building schedules are NOT in this PDF.
41 | 2026-08-17 | After verifying and trimming my North Building edits, asked me to do the South Building and the Utility Building if any, using the same rules (fill blanks where found; verify yellows; blue + page ref in D when the schedule has no room name/number; note where to look in column E when a yellow cannot be verified). | UTILITY BUILDING: nothing to do - all 38 UB rows already filled with no yellow flags, and this PDF contains no UB equipment schedule (UB appears only as airflow diagrams p56/p58 and one section sheet p45). SOUTH BUILDING: processed all 88 targets - 47 blanks filled, 23 verified (yellow cleared), 3 verified by room number but the schedule uses a different name, 2 corrected, 4 blanks blue-flagged, 9 not found (notes in column E). | KEY: every South sheet carries an AIR TERMINAL UNIT NUMBERING legend that decodes the tags - digit 1 = drawing part (0 = A1.3 and B1.1, 1 = B1.2, 2 = A1.2, 3 = A1.1), digit 2 = level (0 = Level 0, 5 = Level 1, 2 = Level 2). So AT-3511 is A1.1/Level 1 and AT-0509 is B1.1/Level 1. Sources read at native 200 DPI: A1.1 L0 p1, B1.1 L0 p4, A1.1 plus a short A1.2 table L1 p16, A1.2 L1 p17, B1.1 L1 p19, B1.2 L1 p20. FCU tags were deliberately excluded from the air-terminal lookup so that e.g. FCU2502 is not matched to AT-2502. Saved with openpyxl only (no LibreOffice recalc); 159/159 TRANSPOSE(FILTER) array formulas verified intact. The North Building block was not touched this turn. | South corrections: VAV3511 Dressing Room S-1286 -> Corridor S-1280; VAV3514 Office S-1294 -> Office S-1284. VAV3519 filled as Open Plan S-1293. NOT RESOLVABLE FROM THIS PDF: (1) the A1.2 and B1.2 Level 0 schedules on p2 and p5 have NO room name/number columns at all - only airflow and duct dimensions - so VAV1003/1004/1008 and VAV2005 are blue-flagged; (2) there is NO South Building fan-coil schedule anywhere in the document, so FCU2004, FCU2502, FCU2503 and FCU2205 stay unverified; (3) VAV0001 and VAV0002 - the B1.1 schedule starts at AT-0003; (4) AT-0122 - its second digit does not fit the level legend. DATA-ENTRY ISSUE: rows 1629 and 1782 have tags RDC_SB_1F_VAV and RDC_SB_GF_VAV with no unit number at all, so they can never be matched - complete or remove them at source. Remaining across the whole RDC block: 4 blank cells (rows 1629, 1782, 1783, 1784) and 5 SB plus 2 NB yellows.
42 | 2026-08-17 | Pointed out that the AIR FLOW DIAGRAM sheets carry schedules I had dismissed, and that they may show the VAV locations I had inferred to be AT. Asked me to (1) use the exhaust/return diagrams for the EV/VEV rows, (2) resolve the rows still unresolved, and (3) cross-check everything already written. | Opened the airflow diagrams (previously excluded at the indexing stage - my error). Item 2 COMPLETE: resolved 6 rows that the plan-sheet schedules could not - VAV0001, VAV0002, VAV1003, VAV1004, VAV1008, VAV2005. Item 3 STARTED: spot-verified North and South rows against the diagrams; every row checked so far confirms. Item 1 NOT STARTED: the return/exhaust diagrams (p51-p55, p64-p65 South) have not been read yet. | AT vs VAV QUESTION SETTLED. The diagrams tag each terminal AT-xxxx with a vertical label beside it giving the valve type (VAV-01, VAV-02, VAV-05, CAV-01, CAV-03). The p36/p46 EQUIPMENT legend reads: AT = Air Terminal Device (Supply), VAV = Variable Air Valve (Supply Venturi), CAV = Constant Air Valve (Supply Venturi); and the SCHEMATIC LEGEND gives AT, VAV and CAV a single shared symbol. So AT-xxxx is the device number and VAV-nn is the valve fitted to it - there is no separate parallel VAV numbering series. Registry VAVxxxx = drawing AT-xxxx is therefore correct. IMPORTANT CORRECTION to an earlier note of mine: supply-side (AT/VAV/CAV) and exhaust-side (VEV/CEV/FEV/EV) are SEPARATELY NUMBERED. AT-1002 on the supply diagram is NOT VEV-1002. Any EV/VEV/FEV/CEV room I previously inferred from a paired VAV row needs checking against the exhaust diagrams. | VERIFIED AGAINST THE DIAGRAMS (all matched what was already written): South p48 - AT-0017 S-0119 COMP.LAB, AT-0012 S-0114, AT-0011 S-0113 CONF, AT-0009/0010 S-0111/S-0112 PHONE, AT-0007 S-0109 CONF, AT-0004 S-0104, AT-0005 S-0105, AT-0006 S-0107/S-0106, AT-0008 S-0110, AT-0020 S-0120/0120A/0120B, AT-0018/0019 S-0123 RESTAURANT. North p35 - VAV-4190/4191 + FEV-4193/4194 CSP LAB N-0240B, AT-4200/VEV-4201 TEST RM 1 N-0240C, AT-4290 OFFICE N-0261. North p36 - VAV-5250/VEV-5251 SUP RM N-0140H, VAV-5260/VEV-5261 PLD N-0140J, CAV-5240/CEV-5241 A/L N-0140G, VAV-5220/VEV-5221 EVAP N-0140E, CAV-5170 SERVICE CORR N-0136, AT-5140 N-0123, AT-5135 N-0122. These independently confirm the Level 0 lab-block corrections made from the plan schedules. STILL OPEN: VAV5054 (not yet located on p36); the full exhaust-side pass (item 1); and the remaining bulk cross-check of ~300 rows (item 3). Airflow-diagram sheet map: North p35 A2.1 L0, p36 A2.2 L0, p37 B2.1 L0, p38 B2.2 L0, p39-p43 Level 1; South supply p46 (A1.1/A1.2/A1.3 L0), p47 (A1.x L1), p48 (B1.1/B1.2 L0), p49-p50; South return p51-p55; South exhaust p64-p65; Utility p56/p58.
43 | 2026-08-17 | Told me to go ahead using all the document's information without limiting myself to specified pages, and asked what about the FEV, VEV and EV rows. | Ran a full cross-check of EVERY RDC row against the extracted schedules, not just the blank/yellow ones. EXHAUST SIDE (202 rows: 73 FEV, 62 EV, 51 VEV, 12 CEV, 1 CAV, 3 SB EV): 152 already correct, 39 CORRECTED, 9 flagged unverifiable. SUPPLY SIDE (AT/VAV/CAV, 1383 rows with data): 1171 already correct, 47 CORRECTED, 17 held back by guards, 155 with no schedule source. | The air terminal schedules list EV, VEV, FEV, CEV and CAV refs in the same AT-REF column as the supply tags, so the exhaust rows could be verified from the schedules already extracted - no new drawing reading was needed for them. THREE GUARDS stopped false corrections: (1) multi-node sensors AT-7090-N1/N2, AT-7105-N1/N2 and AT-7120-N1..N9 serve several rooms each and the schedule lists only the parent tag once, so all 13 were left as-is; (2) VAV5930P and VAV5940P carry a P suffix meaning penthouse/Level 2 and are distinct devices from the Level 1 5930/5940, so they were left as-is; (3) VAV4312 and AT-4312 map to a schedule row (Breakout) that has no room number, so they were noted rather than changed. Diagram evidence used: p35 and p36 North airflow diagrams independently confirmed the Level 0 lab-block corrections (VAV-5250/VEV-5251 SUP RM N-0140H, VAV-5260/VEV-5261 PLD N-0140J, CAV-5240/CEV-5241 A/L N-0140G, VAV-5220/VEV-5221 EVAP N-0140E). | EXHAUST PATTERN FOUND - same lazy-fill as the supply side: EV-4236/4261/4286 all read Corridor N-0246 but belong to N-0250/N-0255/N-0260; EV-6356/6381/6401 all read Corridor N-0365 but belong to N-0372/N-0378/N-0381; EV-7396/7426/7461/7486 all read Corridor N-0451 but belong to N-0446/N-0452/N-0457/N-0462; EV-4661/4686/4711/4736 all read Corridor N-1223 but belong to N-1227/N-1232/N-1237/N-1242; EV-5891/5921/5941 all read Corridor N-1150 but belong to N-1160/N-1168/N-1165. Also corrected the pre-existing AT-0003 row (was Corridor S-0117, which duplicated AT-0015; the p4 schedule gives Entrance Lobby S-0102). Supply/exhaust numbering is SEPARATE: AT-1002 feeds S-0139 Comp Lab while EV-1002 serves NOC S-0140A. RUNNING TOTAL of corrections across the whole RDC block: 53 (North supply) + 2 (South supply) + 39 (exhaust) + 47 (full supply sweep) = 141. STILL OPEN: 155 supply and 9 exhaust rows with no schedule source (mostly multi-node sensors, Level 2 units and South AT rows on parts whose schedules carry no room columns) - these need the return/exhaust airflow diagrams p51-p55 and p64-p65, plus North p37-p43, which have not been read yet. VAV5054 still not located.
44 | 2026-08-17 | Asked me to close out the 22 rows I had held back - the 13 multi-node sensors and the 9 unverified exhaust rows. | Read p38 (Air Flow Diagram B2.2 Level 0) and re-used p36/p48. Outcome on the 22: 6 VERIFIED as already correct, 3 corrected or normalised, 13 multi-node rows deliberately left as-is with an explanatory note, and 3 marked NOT CONFIRMED as provisional. | MULTI-NODE FINDING: p38 shows AT-7090, AT-7105 and AT-7120 each as a SINGLE air terminal (serving N-0412, WKS N-0415 and WKS N-0418 respectively). The diagrams depict air terminals, not BMS sensor points, so they can neither confirm nor refute the -N1..-N9 sub-node rooms (N-0412A, N-0415A, N-0418A, N-0430A..N-0430F) that an earlier session read off the plan drawings. Both can be true at once: one terminal serving a zone, with several sensor nodes distributed through it. Each of the 13 rows now carries a note saying explicitly NOT to overwrite them with the parent terminal's room - this is the trap an automated sweep would fall into. OTHER VERIFICATIONS: p38 confirmed VAV-7070/7071 SURF ANALYSIS N-0404F with VEV-7072/7073 and FEV-7074 on the exhaust branch (so FEV-7075 is consistent); CAV-7220/CEV-7221/EV-7126 SERVICE CORR N-0441 and NORMAL ELEC N-0420; EV-7122 IDF N-0419, confirming an earlier correction. p48 confirmed the South exhaust series runs one behind the supply series (AT-1002 supply = S-0139, EV-1001 exhaust = S-0139), which validates EV-1001/1002/1003. | CHANGED: FEV-7232 corrected to Inter Lab N-0442A (the p10 schedule puts the 7230 series in N-0442A and the 7240 series in Optical Lab N-0442B); FEV-5222 and FEV-5223 normalised to Evap Room N-0140E, confirmed on the p36 EVAP branch alongside VAV-5220/VEV-5221. STILL PROVISIONAL (3 rows, flagged in column E): VEV-6053, EV-4920 and EV-6981 - VEV-6053 is absent from the p9 B2.1 schedule, and the two Level 2 units cannot be resolved because the p32 Level 2 FCU schedule carries no room numbers at all. RDC block final state: 2 blank cells (rows 1629 and 1782, tags with no unit number), 142 total corrections applied across all passes.
45 | 2026-08-17 | Approved the room corrections, then asked me to delete all of column C and redo the Included / Not Included assessment across ALL sections (not just RDC), since the inclusion status may not have been updated after the room names were corrected. Rules: HQ excludes executive, technical AND public rooms; SSC, QNL and RDC exclude executive and technical only. | Cleared all 2,942 existing column C values across HQ, QNL, SSC and RDC, then reclassified every row from the room name in column D. Result: HQ 404 Included / 368 Not Included; QNL 368 / 81; SSC 101 / 22; RDC 1,226 / 533. 5 rows could not be classified and were left blank and highlighted yellow. Column D and all other columns were left untouched. | Classification is keyword-based on the column D room name. EXECUTIVE: executive, exec, director, dir., manager, sheikh(a), VP, president, chairman, CEO, head of, majlis, VIP, board room. TECHNICAL: electrical, mechanical, plant, IDF, MDF, UPS, BMS, FPC, sprinkler, pump, AHU, riser, shaft, telecom, MCC, server, control room/centre, switchgear, generator, chiller, vent plant, battery, penthouse, transformer, GSM, fire command, gas suppression, misting, Q-tel, AV room, calorifier, MEP, duct, air lock, service equipment, pipe chase, security, panel, boiler. PUBLIC (HQ ONLY): lobby, corridor, toilet/WC, prayer, ablution, vestibule, foyer, atrium, stair, lift, cafe, restaurant, reception, waiting, visitor, exhibition, gallery, auditorium, entrance, walkway, bridge, mens/womens, spa, salon, fitness, treatment, relaxation, changing, nursery, lounge, terrace, dining. THREE JUDGEMENT CALLS were put to the user before applying and answered as follows: (1) LABORATORIES count as technical -> Not Included (bio-med chem, NMR, nano, gene therapy, analytical core, tissue culture, clean room, high bay, desal, CSP, photovoltaic, etc.); (2) EXECUTIVE SUPPORT rooms (VP secretary, exec. assistant, director's staff, officers, members, workstations) are Included, because the occupant is staff rather than the executive; (3) CEILING VOIDS and plenums are classified by the room they serve, so Bridge Ceiling Void and Auditorium high-level void are Included. | 5 rows left BLANK and highlighted YELLOW because column D holds no usable room name: HQ r126 'NOT FOUND ON THE DRAWING OR SCHEDULE', HQ r718 (blank), QNL r931 (blank), QNL r1134 (blank), SSC r1309 '(NOT FOUND ON DRAWING LEVEL 3)'. NOTE the classification is only as good as the room name in column D - rows whose column D holds a page reference (the blue-flagged RDC rows) or a Key Plan zone name rather than a real room were classified on that text and should be re-checked once the real room name is known. Borderline calls worth a spot-check: 'Service Corridor', 'Service Dock' and 'Shop' in RDC were left Included as circulation/back-of-house rather than plant; 'Technical Open Plan S-0211' and 'Situation Room' were left Included as occupied workspaces.
46 | 2026-08-17 | In the RDC section of Controllable Asset Registry, column A tags like RDC_SB_GF_VAV1003_VEV1002 were typed as VAV in column B when the trailing token shows the real device type (VEV). Asked me to review all such tags in the RDC section and correct them. | Scanned A1356:B3114 (RDC section = rows 1356-3114) for tags containing more than one type token, compared column B against the trailing token's letters, and rewrote column B where they disagreed. 153 rows corrected. | Rule applied: the LAST type token in the tag wins (e.g. ..._VAV1003_VEV1002 -> VEV). Verified the target types already exist as valid values elsewhere in the RDC block (EV 65, VEV 51, CEV 12, FEV 73), so no new type vocabulary was introduced. Corrections by type: EV 80, VEV 71, CEV 2. Affected rows span 1394-2105. Tag strings in column A were left unchanged - only the Equipment Type in column B was corrected, since renaming tags would break the links to the RDC Asset Register and the appended AT/valve rows. | Complete and verified: re-scanned A1356:B3114 after the write and found 0 remaining mismatches; spot-checked row 1797 (RDC_SB_GF_VAV1003_VEV1002 = VEV) and row 1394 (RDC_NB_GF_VAV4005_EV4006 = EV). Open item if wanted: whether the composite tag names in column A should also be shortened to the single correct type.
47 | 2026-08-17 | Asked me to read and explain the column D formula on 'HQ Room Names with Equip.' and confirm whether 771 equipment names are returned (cells not equal to 'No Equipment in entity'). | Explained the spilling FILTER/TRANSPOSE formula, then counted equipment names across the full spill region D2:L1042 and reconciled against the source register A4:A777. Added a live audit block at N1:O6. | Key point: the formula TRANSPOSE(FILTER('Controllable Asset Registry'!A4:A777, E4:E777=A2, "No Equipment in entity")) spills HORIZONTALLY, so a room with multiple assets fills D, E, F ... up to column L. Counting column D alone undercounts. Audit formulas used: O3 =COUNTA(D2:L1042)-COUNTIF(D2:L1042,"No Equipment in entity"); O4 =COUNTIF(...); O5 =COUNTA(source); O6 =O5-O3. Also checked for duplicate returns (0) and error cells (0). | Count is 772, not 771. 1041 rooms, 434 with no equipment, 774 equipment rows in source, 2 unplaced: FCU0097 (row 126, col D says NOT FOUND ON THE DRAWING OR SCHEDULE) and VAV0558 (row 718) - both have a blank column E room entity so they can never match. Open item: user to decide whether to assign room entities to those 2 assets.
48 | 2026-08-17 | Acknowledged the equipment count findings - no further work requested. | No changes made to the workbook. | Confirmed count stands at 772 equipment names returned (not 771), with 2 unplaced assets due to blank room entities. | Closed. Open item carried forward from turn 47: FCU0097 (row 126) and VAV0558 (row 718) still have no room entity in Controllable Asset Registry column E and remain unmatched.
49 | 2026-08-17 | After editing some room numbers, the equipment count in column D jumped from 772 to 773 while the 2 blank-entity assets were still blank. Asked whether there is a duplicate somewhere. | Scanned column A for duplicate room entities and the whole D2:L1042 spill region for repeated asset tags. Found the duplicate, then hardened the audit block at N1:O9 with duplicate detection and a duplicate-proof unplaced count. | Root cause: room entity 'entity:HQ_5.110_VP_EDU_OFFICERS' now appears TWICE in column A - row 526 and row 1017. VAV0283 exists only once in the register (row 443) but each duplicate room row runs its own FILTER, so the tag is returned twice, inflating the raw count to 773. Rooms with no equipment also fell 434 to 433 because row 1017 previously matched nothing. New audit formulas: O6 distinct returned =SUM(--(UNIQUE(TOCOL(D2:L1042,3))<>"No Equipment in entity")); O7 duplicate room rows; O8 duplicated equipment returns; O9 unplaced =O5-O6. Replaced the old O6 (=O5-O3) because subtracting the raw count made unplaced read 1 instead of 2 whenever a duplicate existed. | Diagnosed, not yet fixed. Distinct equipment is still 772 and unplaced still 2 (FCU0097, VAV0558), so no data was lost - only row 1017 is a spurious duplicate of row 526. Awaiting user decision on whether to delete row 1017 or correct its room number to the intended one; I did not guess the intended value.
50 | 2026-08-18 | Asked me to confirm that all equipment in Controllable Asset Registry column A rows 779-1229 (QNL block) has been filtered and transposed into column D of 'QNL Room Names with Equip.', matching CAR column E to QNL column A, excluding assets with no value in column E. | Read-only audit. Built the set of 451 QNL tags (CAR A779:A1229) with their column E entity, read every spilled value in QNL D2:AK1041, and reconciled the two sets both ways. | 451 tags, no duplicates. 2 have blank column E (VAV0001 row 931, VAV_B_S13_005 row 1134) - correctly excluded by rule, but they spill into QNL rows 338-1041 where column A is blank, because the FILTER test compares blank E to blank A and returns TRUE. 16 tags (VAV_B_S11_003 to _020, CAR rows 1086-1103) are missing entirely: CAR E reads entity:QNL_B_001_TECH_SERVICES_AND_COLLECTIONS_OFFICE while QNL A323 reads entity:QNL_B_001_TECH_SERVICES_&_COLLECTIONS_OFFICE (AND vs &). Remaining 433 tags all placed. All 1040 rows of column D carry the formula. | Not fully confirmed: 433 of 449 eligible tags transposed. Awaiting user decision on (a) which spelling to standardise for the B.001 Tech Services room and (b) whether to stop the formula spilling into blank-column-A rows.
51 | 2026-08-18 | After editing QNL room names in A2:C337 and clearing rows 338 down, asked me to re-run the confirmation check. | Re-ran the full two-way reconciliation of CAR A779:A1229 against the column D spills in 'QNL Room Names with Equip.', then spot-checked row 323 and the cleared tail rows. | 451 tags total, 449 eligible (2 blank-entity: VAV0001 row 931, VAV_B_S13_005 row 1134). All 449 eligible tags now found in column D - 0 missing. The AND vs & mismatch is resolved: A323 now reads entity:QNL_B_001_TECH_SERVICES_AND_COLLECTIONS_OFFICE and returns its 16 VAVs (VAV_B_S11_003 to _020). The blank-entity leak is gone - column D formulas now stop at row 337 (336 rooms), and A338:E345 verified empty of both values and formulas. 172 of 336 rooms legitimately show 'No Equipment in entity'. | Confirmed. QNL block fully reconciled: 449 of 449 eligible assets transposed, 2 correctly excluded for having no column E value, no spurious spill.
52 | 2026-08-18 | Asked me to redo the validation exercise on the QNL equipment mapping. | Re-ran the two-way reconciliation, found 5 newly added rooms had no formula in column D, and filled D337 down to D338:D342. | Initial re-run showed 16 eligible tags unplaced across 5 entities (L2_992_GULF_MATERIAL, L2_993_CORRIDOR, L1_BC1_BRIDGE_CEILING, L1_BC2_BRIDGE_CEILING, L1_BI_BRIDGE_IDF). Cause was structural, not a name mismatch: rooms were added at rows 338-342 in column A but the TRANSPOSE(FILTER(...)) formula still stopped at row 337. Copied D337 into D338:D342 (destination was empty, no overwrite). Also checked for duplicate CAR tags, duplicate placements, tags landing in the wrong room row, and spill errors - none found. | Resolved. 449 of 449 eligible tags now placed, 0 missing, 0 misplaced, 0 errors. Formula rows in D now 341, matching the 341 rooms in column A. New rows returned 6, 7, 1, 1 and 1 asset respectively.
53 | 2026-08-26 | Uploaded a photo of the QNL Honeywell DX Unit Summary HMI page and asked to copy the room numbers in for the equipment in column A, rows 1230-1253. | Mapped the 24 DX units on the HMI screen to rows 1230-1253 and wrote room numbers into column D (not C - see details). Wrote D1234:D1252 (16 cells); left 3 cells blank with explanatory notes. | User said column C, but C is the 'Included/Not Included' flag column and D is 'ROOM NAME AS PER DRAWINGS' - D1230:D1233 and D1243 already held B.081/B.082 matching the HMI, confirming D is the right target. Mapping: B01/B02=B.081; B03/B04/B14=B.082; B05/B06=B.083; B07/B16=B.095; B08/B09=B.084; B10=B.102; B12/B23=B.107; B13/B15=B.093; B17/B18/B19=B.045A; B20=B.092; B22=B.106. DX_B11 (Basement Zone 5) has no room number on the HMI; DX_B21 and DX_B24 are DX/RP roof units (Zone C) with no room number - notes added instead of values. | Verified by re-reading A1230:D1253 - all 24 rows populated except D1240, D1250, D1253 which are intentionally blank with notes. Column C left untouched.
54 | 2026-08-26 | Supplied a full QNL basement room name/number list and asked to prefix the room names before every room number already in column D, from row 1230 to the end of the QNL section. | Determined QNL section spans rows 1230-1329 (row 1330 = SSC header). Populated names on 24 cells: D1230:D1252 (DX units) and D1301:D1311 (CCU units). Left 8 cells with bare room numbers and added explanatory notes. | Format used: NAME + existing room number, e.g. 'MV ROOM B.081'. Only rows 1230-1253 and 1301-1311 held room numbers within the QNL block; all other QNL rows (HEX, EF, KEF, SEF, TEF, CHW pumps, generator) have empty column D so nothing to prefix. Unresolved: B.083 (rows 1234-1235) and B.045A (rows 1246-1248) do not appear in the supplied list; B.106 (row 1251) and B.141 (rows 1308-1309) each have two candidate names in the list. 'TRANSH CHAMBER B093' interpreted as TRASH CHAMBER. Rows 1240/1250/1253 hold Basement Zone 5 and ROOF ZONE C - no room number, left as-is. | Verified by re-reading A1230:D1253 and A1301:D1311 - 24 cells now carry name + number; 8 flagged with notes pending user confirmation.
55 | 2026-08-27 | User asked to re-run the validation of the QNL room/equipment mapping. | Re-audited 'Controllable Asset Registry' A779:A1329 against column D of 'QNL Room Names with Equip.'. Read-only; no changes made. | Source range in the column D TRANSPOSE(FILTER(...)) formulas has widened since the earlier audit, from A779:A1229 to A779:A1329, and now carries an if_empty argument returning "No Equipment in entity". Rooms in column A run to row 353 (352 entities) with matching formulas in D2:D353. Audited against the widened range: 551 asset tags, 537 with a non-blank column E entity. Also checked CAR rows below 1329 - 271 further assets exist but all carry SSC_ prefixed entities (different building), so ending the range at 1329 is correct and no QNL assets are excluded. | Clean. 537 of 537 eligible assets placed in the correct room row; 0 unplaced, 0 misplaced, 0 orphans, 0 spill errors, no duplicate tags or duplicate room entities. 14 blank-entity assets correctly excluded with no leakage. 154 rooms legitimately show "No Equipment in entity".

## SSC Controllable Assets Validat
Controllable Asset Registry
Tag No. | Equipment Type | Inluded/ Not Inlcuded | ROOM NAME AS PER DRAWINGS |  | ROOM NAME PER VAV / FCU LIST (WHERE DIFFERENT) | ROOM PER BMS SCREEN
SSC
AHUB_0001 | AHU | Not Included | CHILLED WATER B.013 | entity:SSC_B1_013_CHILLED_WATER |  | B.013 CHILLED WATER
AHUB_0002 | AHU | Not Included | VENT PLANT B.014 | entity:SSC_B1_014_VENT_PLANT |  | B.014 VENT PLANT
AHUB_0003 | AHU | Not Included | VENT PLANT B.014 | entity:SSC_B1_014_VENT_PLANT |  | B.014 VENT PLANT
AHUB_0004 | AHU | Not Included | VENT PLANT B.008 | entity:SSC_B1_008_VENT_PLANT |  | B.008 VENT PLANT
AHUB_0005 | AHU | Not Included | CHILLED WATER B.013 | entity:SSC_B1_013_CHILLED_WATER |  | B.014 VENT PLANT
FCU0001 | FCU | Not Included | SPRINKLER AND WATER B.016 | entity:SSC_B1_016_SPRINKLER_&_WATER | SPRINKLER & WATER RM B.016 | B.016 SPRINKLER AND WATER
FCU0002 | FCU | Not Included | MAIN SEC. CONTROL ROOM B.025 | entity:SSC_B1_025_MAIN_SEC._CONTROL_ROOM |  | B.025 MAIN SEC CONTROL ROOM
FCU0003 | FCU | Not Included | B.M.S B.039 | entity:SSC_B1_039_BMS | BMS B.039 | B.030 CORRIDOR
FCU0004 | FCU | Not Included | AV ROOM 1.008 | entity:SSC_01_008_AV_ROOM | A/V ROOM 1.008
FCU0005 | FCU | Not Included | IDF-1 1.027 | entity:SSC_01_027_IDF_1 |  | 01.027 IDF-1
FCU0006 | FCU | Not Included | IDF-1 1.027 | entity:SSC_01_027_IDF_1 |  | 01.027 IDF-1
FCU0007 | FCU | Not Included | IDF-2 1.039 | entity:SSC_01_039_IDF_2 |  | 01.039 IDF-2
FCU0008 | FCU | Not Included | IDF-2 1.039 | entity:SSC_01_039_IDF_2
FCU0009 | FCU | Included | CORRIDOR 1.028 | entity:SSC_01_028_CORRIDOR | AIR LOCK 1.034 | 01.029 SHELL SPACE
FCU0010 | FCU | Included | CORRIDOR 1.010 | entity:SSC_01_010_CORRIDOR | AIR LOCK 1.011 | 01.013 CORRIDOR
FCU0011 | FCU | Included | PRINTING 03.033 | entity:SSC_03_033_PRINTING | PRINTING ROOM 2 03.033 | PRINTING 03.033
VAV0001 | VAV | Included | ENTRANCE B.015 | entity:SSC_B1_015_ENTRANCE |  | B.015 ENTRANCE
VAV0002 | VAV | Included | SHARED OFFICE 01.014 | entity:SSC_01_014_SHELL_SPACE | SHELL SPACE NW 01.014 | 01.014 SHELL SPACE
VAV0003 | VAV | Included | SHARED OFFICE 01.014 | entity:SSC_01_014_SHELL_SPACE |  | 01.014 SHELL SPACE
VAV0004 | VAV | Included | SHARED OFFICE 01.014 | entity:SSC_01_014_SHELL_SPACE |  | 01.014 SHELL SPACE
VAV0005 | VAV | Included | SHARED OFFICE 01.015 | entity:SSC_01_015_SHELL_SPACE | SHELL SPACE SW 01.015 | 01.015 SHELL SPACE
VAV0006 | VAV | Included | SHARED OFFICE 01.015 | entity:SSC_01_015_SHELL_SPACE |  | 01.015 SHELL SPACE
VAV0007 | VAV | Included | SHARED OFFICE 01.015 | entity:SSC_01_015_SHELL_SPACE |  | 01.015 SHELL SPACE
VAV0008 | VAV | Included | CORRIDOR 01.024 | entity:SSC_01_024_CORRIDOR | CORRIDORS SE 01.024 | 01.024 CORRIDOR
VAV0009 | VAV | Included | PRAYER ROOM 01.019 | entity:SSC_01_019_PRAYER_ROOM |  | 01.001 CORRIDOR
VAV0010 | VAV | Included | PRAYER ROOM 01.019 | entity:SSC_01_019_PRAYER_ROOM |  | 01.019 PRAYER ROOM
VAV0011 | VAV | Included | PRAYER ROOM 01.019 | entity:SSC_01_019_PRAYER_ROOM |  | 01.019 PRAYER ROOM
VAV0012 | VAV | Included | PRAYER ROOM 01.019 | entity:SSC_01_019_PRAYER_ROOM |  | 01.019 PRAYER ROOM
VAV0013 | VAV | Included | PRAYER ROOM 01.019 | entity:SSC_01_019_PRAYER_ROOM |  | 01.019 PRAYER ROOM
VAV0014 | VAV | Included | PRAYER ROOM 01.019 | entity:SSC_01_019_PRAYER_ROOM |  | 01.019 PRAYER ROOM
VAV0015 | VAV | Included | ROOM NO 42 | entity:SSC_01_029_ROOM_NO_42 | SHELL SPACE E 01.029 | 01.029 SHELL SPACE
VAV0016 | VAV | Included | ROOM NO 43 | entity:SSC_01_029_ROOM_NO_43 |  | 01.029 SHELL SPACE
VAV0017 | VAV | Included | ROOM NO 44 | entity:SSC_01_029_ROOM_NO_44 |  | 01.029 SHELL SPACE
VAV0018 | VAV | Included | SHARED OFFICE 01.029 | entity:SSC_01_029_SHELL_SPACE |  | 01.029 SHELL SPACE
VAV0019 | VAV | Included | SHARED OFFICE 01.029 | entity:SSC_01_029_SHELL_SPACE |  | 01.029 SHELL SPACE
VAV0020 | VAV | Included | SHARED OFFICE 01.029 | entity:SSC_01_029_SHELL_SPACE |  | 01.029 SHELL SPACE
VAV0021 | VAV | Included | CORRIDOR 01.013 | entity:SSC_01_013_CORRIDOR | CORRIDORS W 01.013 | 01.013 CORRIDOR
VAV0022 | VAV | Included | OPEN SPACE 01.003 | entity:SSC_01_003_OPEN_SPACE | OPEN OFFICE BELOW SKYLIGHT 01.003 | 01.003 OPEN SPACE
VAV0023 | VAV | Included | OPEN SPACE 01.003 | entity:SSC_01_003_OPEN_SPACE |  | 01.003 OPEN SPACE
VAV0024 | VAV | Included | CORRIDOR 01.001 | entity:SSC_01_001_CORRIDOR | CORRIDORS S 01.001 | 01.003 OPEN SPACE
VAV0025 | VAV | Included | TEAM SPACE 01.002 | entity:SSC_01_002_SHELL_SPACE |  | 01.002 SHELL SPACE
VAV0026 | VAV | Included | TEAM SPACE 01.002 | entity:SSC_01_002_SHELL_SPACE | SHELL SPACE S 01.002 | 01.002 SHELL SPACE
VAV0027 | VAV | Included | TEAM SPACE 01.002 | entity:SSC_01_002_SHELL_SPACE |  | 01.002 SHELL SPACE
VAV0028 | VAV | Included | TEAM SPACE 01.002 | entity:SSC_01_002_SHELL_SPACE | OPEN OFFICE BELOW SKYLIGHT 01.003 | 01.002 SHELL SPACE
VAV0029 | VAV | Included | CORRIDOR 01.001 | entity:SSC_01_001_CORRIDOR |  | 01.003 OPEN SPACE
VAV0030 | VAV | Included | PRINT COPY 01.016 | entity:SSC_01_016_SHELL_SPACE | PRINTING ROOM SHELL SPACE 01.016 | 01.016 SHELL SPACE
VAV0031 | VAV | Included | CORRIDOR 01.001 | entity:SSC_01_001_CORRIDOR |  | 01.003 OPEN SPACE
VAV0032 | VAV | Included | CORRIDOR 01.018 | entity:SSC_01_018_CORRIDOR | CORRIDORS SW 01.018 | 01.018 CORRIDOR
VAV0033 | VAV | Included | CORRIDOR 01.028 | entity:SSC_01_028_CORRIDOR | IDF 01.027 & 39 | 01.039 IDF-2
VAV0034 | VAV | Included | OPEN SPACE 01.003 | entity:SSC_01_003_OPEN_SPACE | CORRIDOR CENTRAL 01.004 | 01.003 OPEN SPACE
VAV0035 | VAV | Included | CORRIDOR 01.010 | entity:SSC_01_010_CORRIDOR | CORRIDORS E 01.028 | 01.028 CORRIDOR
VAV0036 | VAV | Included | ABLUTION ROOM 01.022 | entity:SSC_01_022_ABLUTION_ROOM | ABLUTION ROOMS 01.020 & 23 | 01.019 PRAYER ROOM
VAV0037 | VAV | Not Included | AV ROOM 1.008 | entity:SSC_01_008_AV_ROOM | A/V RM 1.008
VAV0038 | VAV | Included | ST-4 STAIR 4 | entity:SSC_01_ST-4_STAIR_4 | CORRIDOR AUDITORIUM W 01.010 | ST-4 STAIR 4
VAV0039 | VAV | Included | OPEN SPACE 01.003 | entity:SSC_01_003_OPEN_SPACE | CORRIDOR AUDITORIUM E 01.035 | 01.003 OPEN SPACE
VAV0040 | VAV | Included | CONFERENCE ROOM 02.006 | entity:SSC_02_006_CONFERENCE_ROOM |  | 02.006 CONFERENCE ROOM
VAV0041 | VAV | Not Included | EXECUTIVE CONFERENCE ROOM 02.005 | entity:SSC_02_005_EXECUTIVE_CONFERENCE_ROOM |  | 02.005 EXECUTIVE CONFERENCE ROOM
VAV0042 | VAV | Not Included | EXECUTIVE CONFERENCE ROOM 02.005 | entity:SSC_02_005_EXECUTIVE_CONFERENCE_ROOM |  | 02.005 EXECUTIVE CONFERENCE ROOM
VAV0043 | VAV | Included | CORRIDOR 02.004 | entity:SSC_02_004_CORRIDOR
VAV0044 | VAV | Included | FOYER 02.001 | entity:SSC_02_001_FOYER
VAV0045 | VAV | Included | FOYER 02.001 | entity:SSC_02_001_FOYER
VAV0046 | VAV | Included | LOBBY 02.002 | entity:SSC_02_002_LOBBY |  | 02.002 LOBBY
VAV0047 | VAV | Included | LOBBY 02.002 | entity:SSC_02_002_LOBBY |  | 02.002 LOBBY
VAV0048 | VAV | Included | LOBBY 02.002 | entity:SSC_02_002_LOBBY |  | 02.002 LOBBY
VAV0049 | VAV | Included | LOBBY 02.002 | entity:SSC_02_002_LOBBY |  | 02.003 CORRIDOR
VAV0050 | VAV | Included | CORRIDOR 02.003 | entity:SSC_02_003_CORRIDOR |  | 02.002 LOBBY
VAV0051 | VAV | Not Included | EXECUTIVE CONFERENCE ROOM 02.005 | entity:SSC_02_005_EXECUTIVE_CONFERENCE_ROOM |  | 02.005 EXECUTIVE CONFERENCE ROOM
VAV0052 | VAV | Included | CONFERENCE ROOM 02.006 | entity:SSC_02_006_CONFERENCE_ROOM |  | 02.006 CONFERENCE ROOM
VAV0053 | VAV | Included | RESEARCHER OFFICE 03.015 | entity:SSC_03_015_RESEARCHERS_OFFICE |  | 03.015 RESEARCHER OFFICE
VAV0054 | VAV | Included | VISITOR'S CUBICLE 03.014 | entity:SSC_03_014_VISITORS_CUBICLE |  | 03.014 VISITORS CUBIDE
VAV0055 | VAV | Included | RESEARCHER OFFICE 03.013 | entity:SSC_03_013_RESEARCHERS_OFFICE |  | 03.013 RESEARCHER OFFICE
VAV0056 | VAV | Included | RESEARCHER OFFICE 03.012 | entity:SSC_03_012_RESEARCHERS_OFFICE |  | 03.012 RESEARCHER OFFICE
VAV0057 | VAV | Included | VISITOR'S CUBICLE 03.011 | entity:SSC_03_011_VISITORS_CUBICLE |  | 03.011 VISITORS CUBIDE
VAV0058 | VAV | Included | RESEARCHER OFFICE 03.010 | entity:SSC_03_010_RESEARCHERS_OFFICE |  | 03.010 RESEARCHER OFFICE
VAV0059 | VAV | Included | RESEARCHER OFFICE 03.009 | entity:SSC_03_009_RESEARCHERS_OFFICE |  | 03.009 RESEARCHER OFFICE
VAV0060 | VAV | Included | VISITOR'S CUBICLE 03.008 | entity:SSC_03_008_VISITORS_CUBICLE |  | 03.008 VISITORS CUBIDE
VAV0061 | VAV | Included | OPERATION MANAGERS 03.007 | entity:SSC_03_007_OPERATIONS_MANAGER |  | 03.007 OPERATIONS MANAGERS
VAV0062 | VAV | Included | ROOM 03.006B | entity:SSC_03_006_MEETING_ROOM |  | 03.006A ROOM
VAV0063 | VAV |  | (NOT FOUND ON DRAWING LEVEL 3) | #N/A
VAV0064 | VAV | Included | ROOM 03.006A | entity:SSC_03_006_MEETING_ROOM |  | 03.006B ROOM
VAV0065 | VAV | Included | RESEARCHER OFFICE 03.005 | entity:SSC_03_005_RESEARCHERS_OFFICE
VAV0066 | VAV | Included | VISITOR'S CUBICLE 03.004 | entity:SSC_03_004_VISITORS_CUBICLE
VAV0067 | VAV | Included | RESEARCHER OFFICE 03.003 | entity:SSC_03_003_RESEARCHERS_OFFICE
VAV0068 | VAV | Not Included | DIRECTOR MEETING ROOM 03.002 | entity:SSC_03_002_DIRECTORS_MEETING_ROOM
VAV0069 | VAV | Not Included | DIRECTOR MEETING ROOM 03.002 | entity:SSC_03_002_DIRECTORS_MEETING_ROOM
VAV0070 | VAV | Not Included | DIRECTOR'S OFFICE 03.001 | entity:SSC_03_001_DIRECTORS_OFFICE
VAV0071 | VAV | Included | GENERAL OFFICE AREA 03.002 | entity:SSC_03_002_DIRECTORS_MEETING_ROOM |  | 03.032 GENERAL OFFICE AREA
VAV0072 | VAV | Included | GENERAL OFFICE AREA 03.002 | entity:SSC_03_002_DIRECTORS_MEETING_ROOM |  | 03.032 GENERAL OFFICE AREA
VAV0073 | VAV | Included | GENERAL OFFICE AREA 03.002 | entity:SSC_03_002_DIRECTORS_MEETING_ROOM |  | 03.032 GENERAL OFFICE AREA
VAV0074 | VAV | Included | GENERAL OFFICE AREA 03.002 | entity:SSC_03_002_DIRECTORS_MEETING_ROOM |  | 03.032 GENERAL OFFICE AREA
VAV0075 | VAV | Included | GENERAL OFFICE AREA 03.002 | entity:SSC_03_002_DIRECTORS_MEETING_ROOM |  | 03.032 GENERAL OFFICE AREA
VAV0076 | VAV | Included | GENERAL OFFICE AREA 03.002 | entity:SSC_03_002_DIRECTORS_MEETING_ROOM |  | 03.031 ASSOC.DIR OFFICE
VAV0077 | VAV | Included | GENERAL OFFICE AREA 03.002 | entity:SSC_03_002_DIRECTORS_MEETING_ROOM |  | 03.032 GENERAL OFFICE AREA
VAV0078 | VAV | Included | ASSOC. DOR. OFFICE 03.031 | entity:SSC_03_031_ASSOC._DIRECTORS_OFFICE |  | 03.031 ASSOC.DIR OFFICE
VAV0079 | VAV | Not Included | ASSOC. DIR. MEETING ROOM 03.030 | entity:SSC_03_030_ASSOC._DIRECTORS_MEETING_ROOM
VAV0080 | VAV | Not Included | ASSOC. DIR. MEETING ROOM 03.030 | entity:SSC_03_030_ASSOC._DIRECTORS_MEETING_ROOM |  | 03.030 ASSOC.DIR MEETING ROOM
VAV0081 | VAV | Included | RESEARCHER OFFICE 03.029 | entity:SSC_03_029_RESEARCHERS_OFFICE |  | 03.029 RESEARCHER OFFICE
VAV0082 | VAV | Included | VISITOR'S CUBICLE 03.028 | entity:SSC_03_028_VISITORS_CUBICLE |  | 03.028 VISITORS CUBIDE
VAV0083 | VAV | Included | RESEARCHER OFFICE 03.027 | entity:SSC_03_027_RESEARCHERS_OFFICE |  | 03.027 RESEARCHER OFFICE
VAV0084 | VAV | Included | MEETING ROOM 03.026 | entity:SSC_03_026_MEETING_ROOM |  | 03.026 MEETING ROOM
VAV0085 | VAV | Included | MEETING ROOM 03.026 | entity:SSC_03_026_MEETING_ROOM |  | 03.026 MEETING ROOM
VAV0086 | VAV | Included | MEETING ROOM 03.026 | entity:SSC_03_026_MEETING_ROOM |  | 03.026 MEETING ROOM
VAV0087 | VAV | Included | SECRETARIAL AREA 03.025 | entity:SSC_03_025_SECRETARIAL_AREA |  | 03.025 SECRETARIAL AREA
VAV0088 | VAV | Included | VISITOR'S CUBICLE 03.024 | entity:SSC_03_024_VISITORS_CUBICLE |  | 03.024 VISITORS CUBIDE
VAV0089 | VAV | Included | RESEARCHER OFFICE 03.023 | entity:SSC_03_023_RESEARCHERS_OFFICE |  | 03.023 RESEARCHER OFFICE
VAV0090 | VAV | Included | RESEARCHER OFFICE 03.022 | entity:SSC_03_022_RESEARCHERS_OFFICE |  | 03.022 RESEARCHER OFFICE
VAV0091 | VAV | Included | VISITOR'S CUBICLE 03.021 | entity:SSC_03_021_VISITORS_CUBICLE |  | 03.021 VISITORS CUBIDE
VAV0092 | VAV | Included | RESEARCHER OFFICE 03.020 | entity:SSC_03_020_RESEARCHERS_OFFICE |  | 03.020 RESEARCHER OFFICE
VAV0093 | VAV | Included | IT MANAGERS'S OFFICE 03.019 | entity:SSC_03_019_IT_MANAGERS_OFFICE |  | 03.019 IT MANAGERS OFFICE
VAV0094 | VAV | Included | VISITOR'S CUBICLE 03.018 | entity:SSC_03_018_VISITORS_CUBICLE |  | 03.018 VISITORS CUBIDE
VAV0095 | VAV | Included | RESEARCHER OFFICE 03.017 | entity:SSC_03_017_RESEARCHERS_OFFICE |  | 03.017 RESEARCHER OFFICE
VAV0096 | VAV | Included | LOUNGE 03.016 | entity:SSC_03_016_LOUNGE |  | LOUNGE 03.016
VAV0097 | VAV | Included | LOUNGE 03.016 | entity:SSC_03_016_LOUNGE |  | LOUNGE 03.016
VAV0098 | VAV | Included | IT OFFICE 03.049 | entity:SSC_03_049_IT_OFFICE |  | LOUNGE 03.016
VAV0099 | VAV | Included | CORRIDOR 03.042 | entity:SSC_03_042_CORRIDOR |  | CORRIDOR 03.034
VAV0100 | VAV | Included | CORRIDOR 03.041 | entity:SSC_03_041_CORRIDOR
VAV0101 | VAV | Included | CORRIDOR 03.044 | entity:SSC_03_044_CORRIDOR |  | CORRIDOR 03.042
VAV0102 | VAV | Included | CORRIDOR 03.034 | entity:SSC_03_034_CORRIDOR | STUDY LIBRARY AREA UNDER SKYLIGHT AND CORRIDORS N 03.034 | 3.041 CORRIDOR
VAV0103 | VAV | Included | CORRIDOR 03.034 | entity:SSC_03_034_CORRIDOR |  | CORRIDOR 03.034
VAV0104 | VAV | Included | CORRIDOR 03.034 | entity:SSC_03_034_CORRIDOR |  | CORRIDOR 03.034
VAV0105 | VAV | Included | CORRIDOR 03.034 | entity:SSC_03_034_CORRIDOR |  | CORRIDOR 03.034
VAV0106 | VAV | Included | CORRIDOR 03.042 | entity:SSC_03_042_CORRIDOR |  | CORRIDOR 03.042
VAV0107 | VAV | Included | GENERAL OFFICE AREA 03.002 | entity:SSC_03_002_DIRECTORS_MEETING_ROOM | GENERAL OFFICE AREA 03.032 | 03.032 GENERAL OFFICE AREA
VAV0108 | VAV | Included | GENERAL OFFICE AREA 03.002 | entity:SSC_03_002_DIRECTORS_MEETING_ROOM | GENERAL OFFICE AREA 03.032 | 03.032 GENERAL OFFICE AREA